## SUMMARY
Center of Excellence at B.I.T. MESRA, RANCHI
PHASE 01 - INTERIOR WORKS SUMMARY
MAJOR PKG NO | PARTICULARS | AMOUNT | REMARKS
1 | CIVIL WORKS | 0
2 | CEILING WORKS | 0
3 | WALL PUNNING & PAINTING WORKS | 0
4 | PARTITION & PANELING | 0
5 | DOORS | 0
6 | FLOORING WORKS | 0
7 | ADDITIONAL WORKS | 0
8 | MISCELLANEOUS | 0
| TOTAL EXCL GST | 0
| GST @18% | 0
| BOCW @ 1% | 0
| PART A: TOTAL INCL GST & BOCW | 0
MEP WORKS SUMMARY
MAJOR PKG NO | PARTICULARS | AMOUNT | REMARKS
1 | ELECTRICAL WORKS | 0
| CCTV WORKS | 0
2 | HVAC WORKS | 0
3 | FIRE SAFETY WORKS | 0
4 | PUBLIC ADDRESS SYSTEM | 0
5 | MISCELLANEOUS | 0
| TOTAL EXCL GST | 0
| GST @18% | 0
| BOCW @ 1% | 0
| PART B: TOTAL INCL GST & BOCW | 0
| GRAND TOTAL OF PART A + B | 0

## Int BOQ
Center of Excellence at B.I.T. MESRA, RANCHI
CIVIL & INTERIOR WORKS BOQ
2026-06-30
MAJOR PKG NO | MINOR PKG NO | PARTICULARS | UNITS | QTY | CONTRACTOR'S RATE |  | REMARKS
[5 empty] | RATE | AMOUNT
1 |  | CIVIL WORKS
| 1.1 | Demolition
|  | Dismantling of existing wall/floor tiles using appropriate tools and techniques. This includes breaking the tiles without damaging the underlying structure, removal of tile adhesive or mortor from substrate as needed, stacking serviceable materials (if salvageable) for resue as instructed, ensuring minimal damage to adjacent areas during tile removal. | SQM | 112.896 |  | 0
| 1.2 | Debris Clearance - Civil & Interior Waste
|  | Clearing and disposal of debris generated during tile removal, including collection of broken tiles, adhesives and other waste, loading, transporting and safe disposal of debris to be included | No's | 24 |  | 0
| 1.3 | Blockwork Masonry
|  | Providing and constructing in Excellent Quality Light Weight AAC 200mm thk block masonry confirming to slabs conforming to IS 6073 and blocks are conforming to IS 2185 (Part 3). Installation to include complete with required raking out joints, curing, doing independent double legged scaffolding etc. as per the specification at all heights, depths and leads to the satisfaction of the Architect. No wastage would be accounted for in the measurements. | SQM | 401.904 |  | 0
| 1.4 | Cement Plastering Works
|  | Provide 15 mm thick cement-sand plaster in CM 1:4 on block masonry surfaces, finished smooth, including curing, scaffolding, and surface preparation, complete. | SQM | 779.532 |  | 0
| 1.5 | Doors & Window Dismanteling Works
|  | Carefully dismantling existing doors, door frames, windows, glazing, hardware and associated fixtures, including stacking of reusable materials at designated location, removal of debris and disposal of unserviceable materials, complete. | No's | 12 |  | 0
| 1.6 | Pre-construction Anti-termite Treatment
|  | Providing and carrying out pre-construction/pre-interior anti-termite treatment using an approved, odourless, water-based chemical emulsion (Imidacloprid 30.5% SC / Chlorpyrifos 20% EC or approved equivalent) to all floor surfaces, wall-floor junctions, masonry surfaces, existing wooden members, door frames, window frames, concealed voids, service penetrations, pipe sleeves and other vulnerable locations prior to commencement of interior works. The treatment shall be carried out strictly in accordance with IS 6313 (Part 2): 2019, CPWD Specifications and the manufacturer's recommendations, including drilling wherever required, pressure injection, spraying, sealing of drilled holes, protection of adjacent finishes, all labour, materials, equipment, tools, consumables and cleaning, complete in all respects. The contractor shall submit manufacturer's test certificates and provide a minimum 5-year warranty against termite infestation. | LS | 1 |  | 0
| 1.7 | House keeping
|  | Providing housekeeping services throughout the project, including regular cleaning of work areas, removal of dust, debris and construction waste, segregation and disposal of waste at approved locations, protection and cleaning of finished surfaces, floors, walls, ceilings, doors, glass, fixtures and fittings, periodic cleaning during execution, and final deep cleaning of all completed areas prior to handover. The work shall include all labour, cleaning materials, equipment, consumables, tools, transportation and disposal charges, complete in accordance with the Architect's instructions and project requirements. | LS | 1 |  | 0
| 1.7 | H Frame Scaffolding for internal works (4m) | Months | 5 |  | 0
|  | SUBTOTAL FOR CIVIL WORKS |  |  |  | 0
2 |  | FALSE CEILING WORKS
| 2.1 | GYPSUM FALSE CEILING
GYPSUM CEILING : Providing & fixing suspended false ceiling using 12.5mm thick gypsum boards confirming to IS 2095-1982 and GI framework of make, Gyp steel system or approved equivalent comprising of following.1. GI perimeter channel of min.0.55mm thick having one flange of20mm, another of 30mm and web of 27mm fixed to brick wall partition along periphery of ceiling with the help of nylon sleeves and screw sat 610mm c/c2. GI intermediate channel ( size, 45mm web, two flanges each of15mm & thickness min.0.9mm ) suspended from the soffit / ceiling at1200mm c/ c spacing.3. GI ceiling sections of min.0.55mm thick having knurled web of51.5mm and two flanges each of 26mm with leaves of 10.5mm fixed to intermediate channel with the help of connecting clip at direction perpendicular to the intermediate channel at spacing of 600 mm c/c,4. GI suspender angle of 25mmx10mm and thk.0.55mm at spacing of 600mmc/c, fixed to the ceiling / soffit using GI cleat angle 25mm x 25mm,0.55mm thk. or approved quality clamps. Cleat angle to be fixed to the ceiling / soffit using 6mm dia anchor fastener. Gyp boards with tapered edges to be screwed to the framework with 25mm long GI screws at 230 mm c/c. Gyp boards are to be joined and finished so as to have flush look which includes filling and finishing the tapered and square edge of the boards with the approved quality joining compounds and paper tape as per the manufacturer's specifications.
The work also includes vertical drops, curvature, cutting of gyp boards &frame work and providing cut outs / openings and additional supports wherever required for the fixing of ceiling fixtures like, lights,A.C grills, sprinklers, smoke detectors, curtain tracks etc.(Mode of measurements : Only the exposed area of gypsum board shall be measured for payment)
Also to include, Providing & Fixing Acoustic insulation with rock wool of approved make, well compacted, wrapped in non woven tissues and fixed to the frame etc. complete.
| 2.1.1 | Gypsum Ceiling in Lounge, Seminar Hall | SQM | 115.335 |  | 0
| 2.2 | ALUMINIUM GRID (OPEN CELL) CEILING
Providing, making, and fixing an (100mm x 100mm x100mm) aluminium open-cell grid ceiling as per the design details shared, including all necessary framework, supports, and suspension system to achieve the required aesthetic and functional intent specified by the Architect. The ceiling shall be composed of lightweight, high-quality aluminium open-cell panels with a standard or customized cell size and depth, finished in powder coating or anodized as per the approved shade and finish. The panels shall be precision-engineered for uniformity and modular installation, ensuring ease of maintenance and accessibility to services above the ceiling.
The open-cell panels shall be suspended using a concealed or exposed suspension system with a T-grid framework, securely fixed to the RCC slab or structural members using approved suspension rods, brackets, and fasteners. The installation shall include alignment, leveling, and proper spacing to achieve a seamless and visually appealing grid layout.
The system shall allow for easy integration of lighting, HVAC vents, fire sprinklers, and other MEP services without compromising the design aesthetic. All materials, finishes, and fittings shall conform to industry standards, ensuring durability, fire resistance, and compliance with safety regulations. The final installation shall be completed in all respects, including cleaning, protection, and final approval from the Architect.
| 2.2.1 | Entrance lobby | SQM | 93.5 |  | 0
| 2.3 | Metal Grid False Ceiling (600 × 600 mm)
|  | Supply, fabrication and installation of 600 × 600 mm clip-in metal false ceiling comprising 0.6 mm thick electro-galvanized steel (GI) powder-coated ceiling panels with factory-applied polyester finish as per approved colour, suspended from the structural slab using hot-dip galvanized suspension system consisting of main runners, cross tees, hanger rods, clips, perimeter wall angles and all necessary accessories. The work shall include providing cut-outs and reinforcements for light fittings, diffusers, return air grilles, sprinklers, detectors, speakers, access panels and other MEP services, including alignment, levelling, fixing, making good around openings and complete installation as per approved drawings and manufacturer's specifications. LOCATION - Main Lab, Viewing Gallery | SQM | 120 |  | 0
| 2.4 | Ceiling Plywood Vertical Partition / Supporting Works
Providing and fixing vertical ceiling partition/support framing comprising 12 mm BWR Grade plywood fixed over GI framework (50 × 50 × 0.8 mm or approved equivalent) securely anchored to RCC slab and suspended ceiling framework with necessary GI channels, angles, cleats, anchor fasteners, screws and all accessories. The work shall include cutting, edge finishing, necessary openings for MEP services, coordination with lighting fixtures, HVAC ducts, cable trays, fire protection systems and access panels, complete in all respects as per approved shop drawings and Architect's instructions. recommendations.
| 2.4.1 | Entrance lobby, Lab area, lounge etc | SQM | 72.468 |  | 0
|  | SUBTOTAL FOR FALSE CEILING WORKS |  |  |  | 0
3 |  | WALL PUNNING, PAINTING & POLISHING WORKS
| 3.1 | Wall Punning
|  | Providing and applying wall punning using approved quality white cement-based polymer modified wall putty over prepared internal plastered masonry and RCC wall surfaces, including thorough surface cleaning, filling of minor cracks, pinholes and undulations, application of minimum two coats to achieve an average finished thickness of 1.5–2.0 mm, rubbing with fine emery paper to obtain a smooth, uniform, level and paint-ready surface, maintaining true line, level and plumb, including all materials, labour, tools, scaffolding, protection of adjacent finished surfaces, cleaning, disposal of debris and all incidental works, complete as per the Architect's instructions and manufacturer's specifications. | SQM | 513.576 |  | 0
| 3.2 | WALL PAINTING WORKS
Providing and applying 2–3 coats of Birla Opus Premium Interior Emulsion (Royale equivalent) or approved equivalent, washable, stain-resistant, fungus and mildew resistant, low VOC, rich matt finish acrylic emulsion paint over one coat of Birla Opus Interior Water-Based Primer, applied on 2–3 coats of Birla White cement-based wall putty with polymer additives to achieve a smooth and uniform surface finish on internal walls and ceilings. The scope shall include thorough surface preparation, cleaning, removal of loose particles, crack filling (up to 3 mm width) using approved acrylic crack filler, putty application, sanding, primer, finishing coats, masking, protection of adjoining surfaces, providing and removing scaffolding, touch-up, cleaning and handing over complete in accordance with the manufacturer's specifications, approved drawings and the Architect's instructions.
Application System: Surface cleaning and preparation, crack filling (up to 3 mm) using Birla Opus approved crack filler, 2–3 coats of Birla White Wall Putty, one coat of Birla Opus Interior Water-Based Primer, followed by 2–3 coats of Birla Opus Premium Interior Emulsion (Royale equivalent) with dilution strictly as recommended by the manufacturer.
The contractor shall inspect and assess the existing wall and ceiling finishes in each room, corridor and ancillary space before commencement of work and shall ensure that the specified final finish is achieved. The quoted rate shall include all preparatory works required to obtain the specified finish, and no additional payment shall be entertained for surface preparation, repairs, touch-ups or additional finishing works unless specifically instructed by the Architect.
| 3.2 | For Walls | SQM | 681.513 |  | 0
| 3.3 | PREMIUM EMULSION
Providing and applying 2 coats of Birla Opus Premium Interior Emulsion or approved equivalent, washable, stain-resistant, fungus and mildew resistant, low VOC, rich matt finish acrylic emulsion paint over one coat of Birla Opus Interior Water-Based Primer applied on 2–3 coats of Birla White cement-based wall putty with polymer additives to internal walls and ceilings. The work shall include surface preparation, cleaning, removal of loose particles, crack filling up to 3 mm width using approved acrylic crack filler, putty application, sanding, primer, finishing coats, masking, protection of adjoining surfaces, providing and removing scaffolding, touch-up, cleaning and handing over complete, in accordance with the manufacturer's specifications, approved drawings and the Architect's instructions.
|  | Application System: Surface cleaning and preparation, crack filling (up to 3 mm) using Birla Opus approved crack filler, 2–3 coats of Birla White Wall Putty, one coat of Birla Opus Interior Water-Based Primer, followed by 2 coats of Birla Opus Premium Interior Emulsion with dilution strictly as recommended by the manufacturer. |  |  |  |  | \
The contractor shall inspect and assess the existing wall and ceiling finishes in each room, corridor and ancillary space prior to commencement of the work and shall ensure that the specified final finish is achieved. The quoted rate shall include all preparatory works required to obtain the specified finish, and no additional payment shall be entertained for surface preparation, repairs, touch-ups or additional finishing works unless specifically instructed by the Architect.
| 3.3 | For Ceilings | SQM | 279.24 |  | 0
| 3.4 | TEXTURE PAINTING WORKS
Providing and applying premium low VOC textured acrylic coating (Birla Opus Texture Finish or approved equivalent) on internal wall and ceiling surfaces, comprising thorough surface preparation, cleaning, removal of loose particles, crack filling up to 3 mm width using approved acrylic crack filler, levelling with white cement-based polymer modified wall putty wherever required, one coat of Birla Opus Penetrating/Interior Water-Based Primer, application of approved textured coating by roller to achieve the specified texture and pattern, followed by two coats of Birla Opus Premium Exterior/Interior Acrylic Finish Coat or approved equivalent in approved shade and colour. The completed coating system shall provide low VOC content, crack bridging capability up to 2.6 mm, 100% pure acrylic emulsion, anti-carbonation protection, very low flame spread characteristics, superior washability, fungus and algae resistance, UV stability and excellent weather durability. The work shall include all materials, labour, scaffolding, masking, protection of adjoining finishes, touch-ups, cleaning and handing over complete, in accordance with the manufacturer's specifications, approved drawings and the Architect's instructions. The contractor shall inspect and assess all existing wall and ceiling surfaces prior to commencement of work and ensure the required final finish is achieved without any additional claim for surface preparation or rectification. Basic Rate: ₹1400/Sqm
| 3.5 | Texture Paint As Per Required Finish | SQM | 0 |  | 0
| 3.6 | WALL & CEILING PAINTING: Fire-Retardant Intumescent Wall Coating
Supply and application of certified water-based intumescent fire-retardant coating system over prepared internal wall surfaces of AI Lab and UPS Room, including surface preparation, cleaning, compatible primer, intermediate and finish coats to achieve the specified dry film thickness (DFT) and minimum 2-hour fire resistance, complete with all materials, labour, scaffolding, touch-up, testing, manufacturer's warranty and certification, as per approved fire consultant's specifications and manufacturer's recommendations.
| 3.6.1 | Fire-Retardant Intumescent Wall Coating | SQM | 189.2 |  | 0
| 3.6.2 | Fire-Retardant Intumescent Ceiling Coating | SQM | 95 |  | 0
| 3.7 | Main door & Connected Solid Wood Window - Repolishing
Supplying and applying premium PU Interior Matt Finish (Semi-Matt / Anti-Scratch) of ICA or equivalent approved Italian make on interior solid wood, veneer, MDF substrates including doors, windows, furniture and wall panelling, comprising complete surface preparation, sanding, sealing and finishing to achieve a uniform, smooth and durable finish. The application shall include thorough sanding along the grain using P150, P180, P220 and P320 grit sandpapers, complete removal of dust using compressed air, application of two coats of epoxy primer, followed by two coats of compatible clear PU sealer (120–150 g/m² per coat), with intermediate sanding using P220 and P320–P400 grit sandpapers after each coat. The finish shall comprise one or two coats of ICA PU Interior Matt / PU Anti-Scratch Matt Clear Topcoat (100–120 g/m² per coat) applied in accordance with the manufacturer's recommendations, ensuring proper drying intervals, intermediate sanding wherever required and final finishing to achieve a smooth, uniform, scratch-resistant, high-transparency matt finish. The work shall include all materials, labour, specialised tools, protection, masking, transportation, cleaning and completion in accordance with approved mock-ups, manufacturer's specifications and the Architect's instructions.
|  | Note: The polishing methodology, sequence of surface preparation, sanding grit progression, epoxy primer application, PU sealer coats, intermediate sanding, PU topcoat application, drying intervals and final finishing requirements shall remain identical for both existing and new solid wood doors, veneer-finished doors, windows, furniture and wall panelling. Existing surfaces shall be thoroughly inspected and all loose coatings, damaged polish, stains, scratches, dents and surface imperfections shall be completely removed and repaired prior to commencement of the polishing process to achieve a uniform finish matching the approved sample. No additional payment shall be made for extra surface preparation required to achieve the specified finish on existing substrates. | SQM | 25 |  | 0
|  | SUBTOTAL FOR WALL PUNNING, PAINTING & POLISHING WORKS |  |  |  | 0
4 |  | PARTITION & PANELING
| 4.1 | Toughened Laminated Glass Partition
Providing, fabricating and installing fixed 12 mm thick toughened laminated clear glass partition (6 mm Toughened + 1.52 mm PVB/SGP Interlayer + 6 mm Toughened) with approved powder-coated/anodized aluminium framework of suitable sections, including aluminium channels, mullions, transoms, pressure plates, cover caps, EPDM gaskets, rubber beading, structural silicone sealant, stainless steel fasteners, anchor bolts, brackets and all necessary accessories, complete with edge polishing, cutting to required sizes, alignment, levelling and secure fixing, excluding glass door and associated hardware, including all materials, labour, tools, lifting, scaffolding (where required), protection of adjacent finishes, cleaning and handing over complete as per approved drawings, manufacturer's specifications and Architect's instructions.
| 4.1.1 | Viewing Gallery | SQM | 60.84 |  | 0
| 4.1.2 | Window fixed glass (Double Glazed) with Aluminium/UPVC frame work | SQM | 10 |  | 0
| 4.2 | Plywood Panelling with MS Framework Finished with MDF Board
|  | Providing, fabricating and fixing wall panelling comprising a framework of 40 × 40 × 1.6 mm thick MS hollow square sections, treated with one coat of zinc-rich primer and two coats of synthetic enamel/epoxy paint for corrosion protection, securely anchored to the wall using approved anchor fasteners. The framework shall be clad with 12 mm thick BWR grade plywood, over which 12 mm thick moisture-resistant MDF board shall be fixed using approved screws and adhesive to achieve a smooth, true and level surface, including cutting, routing, edge finishing, necessary backing supports, making openings for electrical, HVAC and other MEP services, joint treatment, alignment, levelling, all materials, labour, hardware, scaffolding, protection of adjacent finishes, cleaning and disposal of debris, complete as per approved drawings and the Architect's instructions, ready to receive the specified final finish (paint, laminate, veneer, fabric, fluted panels or any other approved finish). | SQM | 75.21 |  | 0
| 4.3 | Veneer Finished Plywood Panelling (incl Polish)
|  | Providing and fixing wall panelling comprising 12 mm thick BWR grade plywood securely fixed over the approved supporting framework, finished with approved natural wood veneer of approved species, shade and grain pattern, bonded using high-quality adhesive, including veneer matching, edge lipping with matching hardwood, necessary groove detailing, sanding, staining (if required), including application of PU polish as specified, cutting, routing, making openings for electrical and MEP services, all materials, labour, hardware, consumables, scaffolding, protection of adjacent finished surfaces, cleaning and disposal of debris, complete in all respects as per approved drawings and the Architect's instructions. Note : Specifications of PU Polish to be followed as mentioned above in the same BOQ | SQM | 174.96 |  | 0
| 4.4 | Acoustic Panelling with 12 mm PET Acoustic Panel on Plywood
|  | Providing, fabricating and fixing acoustic wall panelling system for auditorium walls comprising approved GI framework fabricated from 50 mm × 50 mm × 0.55 mm thick galvanized steel sections securely anchored to the wall, complete with 50 mm thick, 48 kg/m³ density resin bonded glass wool acoustic insulation wrapped in factory laminated black non-woven tissue, maintaining a minimum 25 mm air cavity between the wall and insulation wherever specified. The framework shall be overlaid with 12 mm thick BWR grade plywood fixed with self-drilling screws and approved fasteners, finished with 12 mm thick PET acoustic panels of approved colour, texture and density, having a minimum NRC of 0.85 (tested as per ASTM C423 / ISO 354) and minimum Fire Classification of Class B-s1,d0 or equivalent. The work shall include approved adhesive, concealed mechanical fasteners, aluminium edge trims, shadow gap/groove detailing, corner trims, cut-outs for electrical, audio-visual, lighting, HVAC diffusers, speakers and other MEP services, alignment, levelling, finishing, testing, protection of adjacent finished surfaces, scaffolding, cleaning and disposal of debris, complete with all materials, labour, consumables, accessories and hardware in accordance with the approved drawings, manufacturer's specifications and the Architect's instructions. Basic Rate: ₹6900/Sqm | SQM | 99.3 |  | 0
The complete acoustic wall system shall achieve an overall Noise Reduction Coefficient (NRC) of not less than 0.85, with all insulation, framework and finishes forming part of the quoted rate.
| 4.5 | Laminate Finished Plywood Panelling
|  | Providing, fabricating and fixing wall panelling comprising 12 mm thick BWR grade plywood securely fixed over approved MS/GI framework or hardwood battens with necessary screws and fasteners, finished with 1.0 mm thick premium decorative laminate of approved make, shade and texture, bonded using approved synthetic adhesive, including matching edge lipping, grooves, edge trims, cut-outs for electrical boxes, switches, data outlets and MEP services, complete with alignment, levelling, finishing, protection, cleaning and handing over in accordance with approved drawings, manufacturer's specifications and the Architect's instructions. The rate shall include all framework, plywood, laminate, adhesives, fasteners, accessories, labour, tools, consumables and wastage required for complete installation. Consider Basic Rate of Laminate Shade/Design as per 3d shown (matching the Veneer Colour/Shade) | SQM | 35.73 |  | 0
| 4.6 | MDF Wood Moulding (design as per 3d views attached)
|  | Providing, fabricating and fixing MDF mouldings of approved design, profile and dimensions, machine-finished and sanded smooth, complete with edge profiling, mitred joints, approved adhesive, concealed fixing using SS pins/screws, filling, sanding, touch-up, and finished with melamine/PU polish or paint as specified. The work shall include cutting, fitting, alignment, levelling, all accessories, labour, consumables, protection and cleaning, complete in accordance with the approved drawings and the Architect's instructions. DESIGN as per 3ds shown/attached. | RMT | 1228.7 |  | 0
| 4.7 | Manual Roller Blinds
|  | Providing, supplying and fixing premium roller window blinds of approved make, comprising 100% polyester fabric with PVC coating or equivalent, available in blackout or sunscreen fabric (3% openness) as specified, complete with heavy-duty aluminium roller tube, powder-coated aluminium bottom rail, side brackets, clutch mechanism, stainless steel bead chain/manual operating system, child safety device, fixing brackets, end caps, fasteners and all necessary accessories. The blinds shall be custom fabricated to suit the window opening and installed complete with alignment, testing, adjustment, protection and cleaning, in accordance with the manufacturer's specifications, approved drawings and the Architect's instructions. Fabric shall be UV resistant, anti-fungal, flame retardant, dust resistant and colour fast, with approved colour and texture. | SQM | 10 |  | 0
|  | SUBTOTAL FOR PARTITION & PANELING WORKS |  |  |  | 0
5 |  | DOORS
| 5.1 | Veneer Finished Flush Door with Solid Wood Frame (incl Polish & all Hardware)
Providing, fabricating and fixing 40 mm thick solid core BWP grade flush door shutter finished on both sides with approved natural wood veneer of approved species, shade and grain pattern, bonded with approved adhesive and finished with matching hardwood edge lipping, complete with PU/melamine polish as specified. The door shall be installed in a seasoned hardwood solid wood frame of minimum size 100 × 75 mm (or as per approved drawings), treated with anti-termite and preservative coating, including necessary holdfasts and architraves. The shutter shall be complete with Dorset premium hardware comprising SS 304 ball bearing butt hinges (minimum 4 Nos.), mortise lock with cylinder, lever handle set, door closer, magnetic door stopper/floor-mounted door stopper, concealed tower bolt, rubber door silencers, all screws, fixing accessories and other necessary hardware. The work shall include cutting, fitting, alignment, polishing, making good to adjoining finishes, protection, cleaning and completion of the work in accordance with approved drawings, manufacturer's specifications and the Architect's instructions. Glass for the Vision Panel also to be included as shown in 3d/design.
| 5.1.1 | Viewing Gallery Door (1100 X 2400 MM) | No's | 2 |  | 0
| 5.1.2 | Seminar Hall 01 Door (1100 X 2400 MM) | No's | 2 |  | 0
| 5.1.3 | Lounge 01 Door (1100 X 2400 MM) | No's | 2 |  | 0
| 5.2 | 12 mm Toughened Laminated Glass Door
Providing, fabricating and fixing frameless 12 mm thick clear toughened laminated glass door (6 mm Toughened + 1.52 mm PVB/SGP Interlayer + 6 mm Toughened) with polished edges, complete with Dorset premium heavy-duty SS 304 satin finish glass door hardware comprising double action floor spring, top pivot, bottom patch fitting, top patch fitting, lock patch, corner patch fittings (where required), floor-mounted door stopper, 'D' type pull handle (600 mm long), Euro profile cylinder with key, patch lock, glass-to-glass/glass-to-wall connectors (where applicable), EPDM gaskets, approved structural silicone sealant, anchor fasteners, all necessary fixing accessories, drilling, edge polishing, cutting, alignment, testing, commissioning, protection and cleaning, complete in all respects as per approved drawings, manufacturer's specifications and the Architect's instructions. Rate to also include Wooden Framing with Veneer as per 3d/design shown.
|  | Glass door - 1.2 x 2.4 | No's | 2 |  | 0
| 5.3 | 2-Hour Fire-Rated Steel Door
Providing, fabricating, supplying and fixing fully glazed fire-rated single/double leaf steel doors and glazed partitions, manufactured by Shakti Hörmann or approved equivalent, certified to ISO 9001:2015 and tested in accordance with IS 3614 (Part 2), BS 476 (Part 22), ISO 834-1 and NBC 2016 for Stability, Integrity and Insulation. The complete glazed door assembly shall be tested and certified by CBRI/TBW or an equivalent accredited laboratory for a fire rating of up to 120 minutes Integrity (E120) and minimum 20 minutes Insulation (EI20), in both latched and unlatched conditions wherever applicable. Independent glass test certificates shall not be accepted; the complete door assembly shall be tested and certified. All supplied door sizes shall fall within the tested specimen or be supported by a valid assessment report. Each door shall bear the manufacturer's permanent fire-rating identification label.
Door Frame: Door frames shall comprise single rebate pressed galvanized steel profiles of size 125 × 60 mm fabricated from minimum 1.60 mm thick GI sheet conforming to IS 277, complete with smoke seal groove, field assembly tabs, transoms, mullions, side panels, GI glazing beads, ceramic tape, holdfasts, anchor fasteners, brackets, supports, drilling, tapping and all necessary accessories for complete installation.
Door Leaf: Door leaf shall be Type SH85 or approved equivalent comprising minimum 60 × 85 mm steel profile fabricated from minimum 1.20 mm thick galvanized steel sheet, complete with internal reinforcement, mineral wool insulation of minimum 100 kg/m³ density, 15 × 2 mm intumescent seals on all edges, integral astragals for double leaf doors, and 14 mm Contraflam or equivalent CE-certified non-wired fire-resistant laminated glass providing E120 Integrity and EI20 Insulation, with minimum 85% light transmission, minimum 37 dB sound reduction and Class 1(B)1 impact resistance to EN 12600. The glazing shall be fixed with steel glazing beads, ceramic tape and concealed fixing system as per the tested assembly.
Hardware: Door shall be complete with Shakti Hörmann approved/Dorset equivalent premium hardware comprising heavy-duty ball bearing hinges (100 × 75 × 3 mm), narrow profile mortise dead lock (H6) with 35 mm backset, 80 mm euro profile cylinder, SS escutcheon plates, 350 mm long SS C-type offset pull handle, heavy-duty hydraulic door closer (EN 3–5, HDC35), smoke seals, intumescent seals, floor/door stopper, all fixing screws, anchor fasteners and accessories required for complete installation. The door frame shall be filled with approved fire-rated polyurethane foam (PUF) after installation as recommended by the manufacturer.
The rate shall include supply, installation, testing, adjustments, complete hardware, sealants, consumables, protection, cleaning and handing over of the complete fire-rated glazed door assembly in accordance with the approved drawings, manufacturer's recommendations and the Architect's instructions.
| 5.3.1 | Lab to UPS Room, UPS Room to Corridor (1200 x 2400) | No's | 2 |  | 0
|  | SUB TOTAL FOR DOORS WORKS |  |  |  | 0
6 |  | FLOORING WORKS
| 6.1 | Engineered Wooden Flooring
|  | Providing and laying approved premium engineered wooden flooring (Birla Wooden Flooring or equivalent approved) of 14–15 mm overall thickness with factory-finished UV lacquered or natural oil finish, comprising a hardwood wear layer over a multi-layer engineered core, installed over the prepared plywood base or approved underlay using the manufacturer's recommended click-lock/tongue-and-groove system with approved adhesive wherever required. The work shall include supply and fixing of matching solid wood/MDF veneered skirting of 75–100 mm height, matching beading, T-profiles, reducer strips, end profiles, stair nosing (where applicable), expansion joints, transition trims, aluminium/stainless steel edge profiles, moisture barrier, acoustic underlay, adhesives, sealants, fasteners and all necessary accessories. The flooring shall be cut and fitted around walls, columns and MEP services, complete with alignment, levelling, finishing, protection of completed flooring, cleaning, labour, tools, transportation, wastage and handing over complete in accordance with the manufacturer's specifications, approved drawings and the Architect's instructions. Basic Rate: ₹5500/Sqm (Cost to include complete installation, skirting, profiles as required etc) | SQM | 90.48 |  | 0
| 6.2 | ESD (Electrostatic Discharge) Flooring
|  | Providing, supplying and installing 2.0 mm thick homogeneous Electrostatic Dissipative (ESD) vinyl flooring of approved make and colour over a prepared, smooth and self-levelled cementitious subfloor, including surface preparation, self-levelling compound wherever required, conductive adhesive, copper strip earthing grid, hot-welded joints, matching skirting, aluminium/stainless steel edge trims, connection to the building earthing system, testing of electrical resistance, cleaning and complete installation. The ESD flooring shall comply with IEC 61340 / ANSI ESD S20.20 standards and shall have a surface resistance in the range of 10⁶–10⁹ Ohms or as recommended by the manufacturer, suitable for AI Lab, UPS Room, Server Room and other static-sensitive areas. The work shall include all materials, labour, tools, consumables, testing, commissioning and handing over complete in accordance with the manufacturer's specifications, approved drawings and the Architect's instructions. (Possible use - MAIN LAB) | SQM | R.O
| 6.3 | Marble Flooring & Skirting Grinding, Honing and Mirror Polishing
Providing labour, materials, machinery and consumables for restoration, grinding, honing, crystallization and mirror polishing of existing marble flooring and marble skirting using heavy-duty planetary grinding machines (minimum 3-head planetary type) and hand-held edge polishing machines. The work shall comprise inspection of the existing marble surface, protection of adjoining finished surfaces, removal of existing wax, sealers, stains and surface contaminants, followed by coarse grinding to remove lippage, scratches and undulations using metal-bond diamond abrasives (30#, 60# and 120# grit), intermediate honing using resin-bond diamond abrasives (200#, 400# and 800# grit), fine polishing using resin diamond abrasives (1500# and 3000# grit), filling of joints, pinholes, chips and hairline cracks with colour-matched marble epoxy/resin filler after initial grinding, edge grinding and polishing of skirting using hand-held diamond polishing equipment, application of premium crystallization chemical (K2/K3 or equivalent fluorosilicate-based crystallizer such as Klindex, Bellinzoni, Surie Polex or approved equivalent), followed by mirror buffing using steel wool pads and high-speed burnishing machine to achieve a uniform high-gloss mirror finish with a minimum gloss level of 85–90 GU (Gloss Units) measured at 60° angle. The contractor shall carry out a minimum of 8 grinding and polishing stages (30#, 60#, 120#, 200#, 400#, 800#, 1500# and 3000# grit), followed by two coats of crystallization treatment and final mirror buffing. All slurry shall be continuously vacuum extracted, and the work area shall be cleaned after each stage.
|  | The rate shall include all machinery, diamond abrasives, crystallization chemicals, epoxy fillers, polishing compounds, labour, scaffolding (where required), protection of adjacent finishes, disposal of slurry and debris, testing, final cleaning and handing over complete in accordance with approved specifications and the Architect's instructions. The contractor shall maintain a minimum curing and stabilization period of 24 hours after completion of crystallization before the floor is opened for normal traffic. The finished marble surface shall be free from scratches, swirl marks, stains, visible joints, lippage and dull patches, and shall exhibit a uniform mirror finish throughout. | SQM | 152.1 |  | 0
| 6.4 | Tile Flooring
|  | Providing labour, materials and machinery for laying approved BRAND Nexion vitrified/porcelain tiles or EQUIVALENT to match 3d Shown (tiles supplied separately by the Client) of approved size, colour and finish over a prepared cementitious substrate using polymer-modified tile adhesive conforming to IS 15477 (Type C2TE or equivalent), including surface preparation, levelling, cutting, edge finishing, laying to true line, level and pattern, maintaining uniform joints of 2–3 mm, filling joints with approved polymer-based grout of matching shade, cleaning, protection, curing where required, and handing over complete. The rate shall include tile adhesive, grout, spacers, movement joints, edge trims wherever required, wastage during cutting, labour, tools, consumables and all incidental works in accordance with the manufacturer's specifications, approved drawings and the Architect's instructions. Tiles shall be supplied free of cost by the Client. Tiles to be laid over Existing Tiles & Cost to consider this for the correct use of adhesive. Basic Rate of Tile : Rs.1500/- per sqft. Areas considere: Viewing Gallery & AI Lab | SQM | 50 |  | 0
| 6.5 | Epoxy Flooring
|  | Providing and applying seamless self-levelling epoxy flooring system of approved make comprising thorough surface preparation by mechanical grinding, crack and surface defect repairs using epoxy mortar, application of epoxy primer, epoxy screed wherever required, followed by self-levelling solvent-free epoxy topping of minimum 2.0 mm finished thickness in approved colour, complete with protective polyurethane top coat where specified. The flooring system shall provide a seamless, dust-free, abrasion-resistant, chemical-resistant and easy-to-clean finish suitable for laboratories, AI Labs, UPS Rooms and technical spaces. The work shall include all materials, labour, machinery, masking, protection, curing, testing, cleaning and handing over complete in accordance with the manufacturer's specifications, approved drawings and the Architect's instructions. LOCATION - MAIN LAB | SQM | 0 |  | 0
|  | SUB TOTAL FOR FLOORING WORKS |  |  |  | 0
7 |  | ADDITIONAL WORKS
| 7.1.0 | Loose Furnitures - All rates to be quoted as per 3d's attached. Leather / High Quality P.U to be considered across all upholstered furnitures)
| 7.1.1 | 4 Seater Sofa | No. | 2 |  | 0
| 7.1.2 | 3 Seater Sofa | No. | 2 |  | 0
| 7.1.3 | Single seater Sofa | No. | 4 |  | 0
| 7.1.4 | Center Table | No. | 4 |  | 0
| 7.1.5 | Side table | No. | 6 |  | 0
| 7.1.6 | High chair | No. | 6 |  | 0
| 7.1.7 | High Table - 2700 x 600 x 1100 (Ht) mm finished with Laminate | No. | 2 |  | 0
| 7.1.8 | Work station tables - 1200 x 600 x 750 (Ht) mm | No. | 4 |  | 0
| 7.1.9 | Executive Chairs | No. | 4 |  | 0
| 7.1.10 | Seminar Hall Chairs with inbuilt table top | No. | 20 |  | 0
| 7.1.11 | Carpet / Rugs | LS | 2 |  | 0
| 7.1.12 | Floor Lamps | No. | 5 |  | 0
| 7.1.13 | Touch Screen - 85 inch TV | No. | 1
| 7.1.14 | 85 inch Smart TV | No. | 1
| 7.1.15 | Signage as per 3d | LS | 1 |  | 0
| 7.1.16 | Curios | LS | 1 |  | 0
|  | SUBTOTAL FOR ADDITIONAL WORKS |  |  |  | 0
8 |  | MISCELLANEOUS & CONTINGENCY - 10% of Total |  |  |  | 0
|  | GRAND TOTAL EXCL GST |  |  |  | 0
|  | GST @ 18% |  |  |  | 0
|  | GRAND TOTAL INCL GST |  |  |  | 0

## MEP BOQ
Center of Excellence at B.I.T. MESRA, RANCHI
MEP WORKS BOQ
2026-06-30
MAJOR PKG NO | MINOR PKG NO | PARTICULARS | UNITS | QTY | CONTRACTOR'S RATE |  | REMARKS
[5 empty] | RATE | AMOUNT
1 |  | ELECTRICAL WORKS (General)
| 1.1 | Electrical Conduiting, Wiring, Switches & DB Works
|  | Providing, supplying, laying, testing and commissioning complete electrical installation comprising FRLS PVC/GI conduits, junction boxes, FRLS copper wiring, modular switches, sockets, switch plates, GI/PVC back boxes, MCB distribution boards with MCBs/RCCBs/RCBOs, earthing connections, cable dressing, ferruling, labelling, chasing, making good, testing and commissioning complete as required for AI Lab, UPS Room, Viewing Gallery, Seminar Hall, Main Lobby and Lounge. | SQM | 320 |  | 0
| 1.2 | Lighting Fixtures
|  | Providing, supplying, installing, testing and commissioning complete LED lighting system including LED panel lights, recessed/surface downlights, decorative lights, strip/cove lights where required, drivers, mounting accessories, suspension/fixing hardware, connectors, wiring from nearest junction box, testing and handing over complete. Final fixture type, colour temperature and finish shall be as per Architect’s approval. | LS | 1 |  | 0
| 1.3 | Emergency Lighting & Exit Signage
|  | Supply, installation, testing and commissioning of emergency lights, exit signages, rechargeable battery backup units, wiring and accessories complete. | LS | 1 |  | 0
| 1.4 | Data / Communication Cabling
|  | Supply, installation, testing and commissioning of CAT6 data cabling, I/O faceplates, RJ45 keystones, patch cords, patch panel, QSFP/GBIC Module, OFC Cable, OFC Patch Cord, LIU, Cisco C9200L-24PXG-2Y-E Qty: 2 Nos. , with 5 year warranty contract, (Catalyst 9200L 24-port 8xmGig, 16x1G, 2x25G, PoE+, Network Essentials), cable manager, rack termination, labelling and Fluke testing / certification complete for AI Lab, Seminar Hall, Lobby and support areas. | LS | 1 |  | 0
| 1.5 | UPS / Raw Power Points
|  | Providing, supplying, laying, installing, testing and commissioning dedicated UPS and Raw Power electrical points for AI workstations, display systems, server/network equipment, presentation systems and associated laboratory equipment, comprising FRLS copper wiring of approved sizes in heavy-duty PVC/GI conduits, modular sockets, switches, industrial sockets where required, back boxes, junction boxes, MCB protection, earthing, circuit identification, labels, cable terminations, testing and commissioning complete. The work shall include segregation of UPS and Raw Power circuits, all conduits, fittings, accessories, making good of disturbed surfaces, documentation and handing over complete in accordance with approved drawings, relevant IS Standards, local electrical authority regulations and the Architect's instructions. Preferred Makes: Switches & Sockets: Legrand / Schneider Electric / Crabtree / Anchor Wires & Cables: Polycab / RR Kabel / Finolex MCBs / RCCBs / DBs: Schneider Electric / Legrand / Siemens / L&T | LS | 1 |  | 0
|  | SUBTOTAL FOR ELECTRICAL WORKS |  |  |  | 0 |  | 0 | SUBTOTAL FOR CCTV WORKS | 0 | SUBTOTAL FOR CCTV WORKS | 0 | SUBTOTAL FOR CCTV WORKS | 0 | SUBTOTAL FOR CCTV WORKS | 0 | SUBTOTAL FOR CCTV WORKS | 0 | SUBTOTAL FOR CCTV WORKS | 0 | SUBTOTAL FOR CCTV WORKS | 0 | SUBTOTAL FOR CCTV WORKS | 0 | SUBTOTAL FOR CCTV WORKS | 0 | SUBTOTAL FOR CCTV WORKS | 0 | SUBTOTAL FOR CCTV WORKS | 0 | SUBTOTAL FOR CCTV WORKS | 0 | SUBTOTAL FOR CCTV WORKS | 0 | SUBTOTAL FOR CCTV WORKS | 0 | SUBTOTAL FOR CCTV WORKS | 0 | SUBTOTAL FOR CCTV WORKS | 0 | SUBTOTAL FOR CCTV WORKS | 0 | SUBTOTAL FOR CCTV WORKS | 0 | SUBTOTAL FOR CCTV WORKS | 0 | SUBTOTAL FOR CCTV WORKS | 0 | SUBTOTAL FOR CCTV WORKS | 0 | SUBTOTAL FOR CCTV WORKS | 0 | SUBTOTAL FOR CCTV WORKS | 0 | SUBTOTAL FOR CCTV WORKS | 0 | SUBTOTAL FOR CCTV WORKS | 0 | SUBTOTAL FOR CCTV WORKS | 0 | SUBTOTAL FOR CCTV WORKS | 0 | SUBTOTAL FOR CCTV WORKS | 0 | SUBTOTAL FOR CCTV WORKS | 0 | SUBTOTAL FOR CCTV WORKS | 0 | SUBTOTAL FOR CCTV WORKS | 0 | SUBTOTAL FOR CCTV WORKS | 0 | SUBTOTAL FOR CCTV WORKS | 0 | SUBTOTAL FOR CCTV WORKS | 0 | SUBTOTAL FOR CCTV WORKS | 0 | SUBTOTAL FOR CCTV WORKS | 0 | SUBTOTAL FOR CCTV WORKS | 0 | SUBTOTAL FOR CCTV WORKS | 0 | SUBTOTAL FOR CCTV WORKS | 0 | SUBTOTAL FOR CCTV WORKS | 0 | SUBTOTAL FOR CCTV WORKS | 0 | SUBTOTAL FOR CCTV WORKS | 0 | SUBTOTAL FOR CCTV WORKS | 0 | SUBTOTAL FOR CCTV WORKS | 0 | SUBTOTAL FOR CCTV WORKS | 0 | SUBTOTAL FOR CCTV WORKS | 0 | SUBTOTAL FOR CCTV WORKS | 0 | SUBTOTAL FOR CCTV WORKS | 0 | SUBTOTAL FOR CCTV WORKS | 0 | SUBTOTAL FOR CCTV WORKS | 0 | SUBTOTAL FOR CCTV WORKS | 0 | SUBTOTAL FOR CCTV WORKS | 0 | SUBTOTAL FOR CCTV WORKS | 0 | SUBTOTAL FOR CCTV WORKS | 0 | SUBTOTAL FOR CCTV WORKS | 0 | SUBTOTAL FOR CCTV WORKS | 0 | SUBTOTAL FOR CCTV WORKS | 0 | SUBTOTAL FOR CCTV WORKS | 0 | SUBTOTAL FOR CCTV WORKS | 0 | SUBTOTAL FOR CCTV WORKS | 0 | SUBTOTAL FOR CCTV WORKS | 0 | SUBTOTAL FOR CCTV WORKS | 0 | SUBTOTAL FOR CCTV WORKS | 0 | SUBTOTAL FOR CCTV WORKS | 0 | SUBTOTAL FOR CCTV WORKS | 0 | SUBTOTAL FOR CCTV WORKS | 0 | SUBTOTAL FOR CCTV WORKS | 0 | SUBTOTAL FOR CCTV WORKS | 0 | SUBTOTAL FOR CCTV WORKS | 0 | SUBTOTAL FOR CCTV WORKS | 0 | SUBTOTAL FOR CCTV WORKS | 0 | SUBTOTAL FOR CCTV WORKS | 0 | SUBTOTAL FOR CCTV WORKS | 0 | SUBTOTAL FOR CCTV WORKS | 0 | SUBTOTAL FOR CCTV WORKS | 0 | SUBTOTAL FOR CCTV WORKS | 0 | SUBTOTAL FOR CCTV WORKS | 0 | SUBTOTAL FOR CCTV WORKS | 0 | SUBTOTAL FOR CCTV WORKS | 0 | SUBTOTAL FOR CCTV WORKS | 0 | SUBTOTAL FOR CCTV WORKS | 0 | SUBTOTAL FOR CCTV WORKS | 0 | SUBTOTAL FOR CCTV WORKS | 0 | SUBTOTAL FOR CCTV WORKS | 0 | SUBTOTAL FOR CCTV WORKS | 0 | SUBTOTAL FOR CCTV WORKS | 0 | SUBTOTAL FOR CCTV WORKS | 0 | SUBTOTAL FOR CCTV WORKS | 0 | SUBTOTAL FOR CCTV WORKS | 0 | SUBTOTAL FOR CCTV WORKS | 0 | SUBTOTAL FOR CCTV WORKS | 0 | SUBTOTAL FOR CCTV WORKS | 0 | SUBTOTAL FOR CCTV WORKS | 0 | SUBTOTAL FOR CCTV WORKS | 0 | SUBTOTAL FOR CCTV WORKS | 0 | SUBTOTAL FOR CCTV WORKS | 0 | SUBTOTAL FOR CCTV WORKS | 0 | SUBTOTAL FOR CCTV WORKS | 0 | SUBTOTAL FOR CCTV WORKS | 0 | SUBTOTAL FOR CCTV WORKS | 0 | SUBTOTAL FOR CCTV WORKS | 0 | SUBTOTAL FOR CCTV WORKS | 0 | SUBTOTAL FOR CCTV WORKS | 0 | SUBTOTAL FOR CCTV WORKS | 0 | SUBTOTAL FOR CCTV WORKS | 0 | SUBTOTAL FOR CCTV WORKS | 0 | SUBTOTAL FOR CCTV WORKS | 0 | SUBTOTAL FOR CCTV WORKS | 0 | SUBTOTAL FOR CCTV WORKS | 0 | SUBTOTAL FOR CCTV WORKS | 0 | SUBTOTAL FOR CCTV WORKS | 0 | SUBTOTAL FOR CCTV WORKS | 0 | SUBTOTAL FOR CCTV WORKS | 0 | SUBTOTAL FOR CCTV WORKS | 0 | SUBTOTAL FOR CCTV WORKS | 0 | SUBTOTAL FOR CCTV WORKS | 0 | SUBTOTAL FOR CCTV WORKS | 0 | SUBTOTAL FOR CCTV WORKS | 0 | SUBTOTAL FOR CCTV WORKS | 0 | SUBTOTAL FOR CCTV WORKS | 0 | SUBTOTAL FOR CCTV WORKS | 0 | SUBTOTAL FOR CCTV WORKS | 0 | SUBTOTAL FOR CCTV WORKS | 0 | SUBTOTAL FOR CCTV WORKS | 0 | SUBTOTAL FOR CCTV WORKS | 0 | SUBTOTAL FOR CCTV WORKS | 0 | SUBTOTAL FOR CCTV WORKS | 0 | SUBTOTAL FOR CCTV WORKS | 0 | SUBTOTAL FOR CCTV WORKS | 0 | SUBTOTAL FOR CCTV WORKS | 0 | SUBTOTAL FOR CCTV WORKS | 0 | SUBTOTAL FOR CCTV WORKS | 0 | SUBTOTAL FOR CCTV WORKS | 0 | SUBTOTAL FOR CCTV WORKS | 0 | SUBTOTAL FOR CCTV WORKS | 0 | SUBTOTAL FOR CCTV WORKS | 0 | SUBTOTAL FOR CCTV WORKS | 0 | SUBTOTAL FOR CCTV WORKS | 0 | SUBTOTAL FOR CCTV WORKS | 0 | SUBTOTAL FOR CCTV WORKS | 0 | SUBTOTAL FOR CCTV WORKS | 0 | SUBTOTAL FOR CCTV WORKS | 0 | SUBTOTAL FOR CCTV WORKS | 0 | SUBTOTAL FOR CCTV WORKS | 0 | SUBTOTAL FOR CCTV WORKS | 0 | SUBTOTAL FOR CCTV WORKS | 0 | SUBTOTAL FOR CCTV WORKS | 0 | SUBTOTAL FOR CCTV WORKS | 0 | SUBTOTAL FOR CCTV WORKS | 0 | SUBTOTAL FOR CCTV WORKS | 0 | SUBTOTAL FOR CCTV WORKS | 0 | SUBTOTAL FOR CCTV WORKS | 0 | SUBTOTAL FOR CCTV WORKS | 0 | SUBTOTAL FOR CCTV WORKS | 0 | SUBTOTAL FOR CCTV WORKS | 0 | SUBTOTAL FOR CCTV WORKS | 0 | SUBTOTAL FOR CCTV WORKS | 0 | SUBTOTAL FOR CCTV WORKS | 0 | SUBTOTAL FOR CCTV WORKS | 0 | SUBTOTAL FOR CCTV WORKS | 0 | SUBTOTAL FOR CCTV WORKS | 0 | SUBTOTAL FOR CCTV WORKS | 0 | SUBTOTAL FOR CCTV WORKS | 0 | SUBTOTAL FOR CCTV WORKS | 0 | SUBTOTAL FOR CCTV WORKS | 0 | SUBTOTAL FOR CCTV WORKS | 0 | SUBTOTAL FOR CCTV WORKS | 0 | SUBTOTAL FOR CCTV WORKS | 0 | SUBTOTAL FOR CCTV WORKS | 0 | SUBTOTAL FOR CCTV WORKS | 0 | SUBTOTAL FOR CCTV WORKS | 0 | SUBTOTAL FOR CCTV WORKS | 0 | SUBTOTAL FOR CCTV WORKS | 0 | SUBTOTAL FOR CCTV WORKS | 0 | SUBTOTAL FOR CCTV WORKS | 0 | SUBTOTAL FOR CCTV WORKS | 0 | SUBTOTAL FOR CCTV WORKS | 0 | SUBTOTAL FOR CCTV WORKS | 0 | SUBTOTAL FOR CCTV WORKS | 0 | SUBTOTAL FOR CCTV WORKS | 0 | SUBTOTAL FOR CCTV WORKS | 0 | SUBTOTAL FOR CCTV WORKS | 0 | SUBTOTAL FOR CCTV WORKS | 0 | SUBTOTAL FOR CCTV WORKS | 0 | SUBTOTAL FOR CCTV WORKS | 0 | SUBTOTAL FOR CCTV WORKS | 0 | SUBTOTAL FOR CCTV WORKS | 0 | SUBTOTAL FOR CCTV WORKS | 0 | SUBTOTAL FOR CCTV WORKS | 0 | SUBTOTAL FOR CCTV WORKS | 0 | SUBTOTAL FOR CCTV WORKS | 0 | SUBTOTAL FOR CCTV WORKS | 0 | SUBTOTAL FOR CCTV WORKS | 0 | SUBTOTAL FOR CCTV WORKS | 0 | SUBTOTAL FOR CCTV WORKS | 0 | SUBTOTAL FOR CCTV WORKS | 0 | SUBTOTAL FOR CCTV WORKS | 0 | SUBTOTAL FOR CCTV WORKS | 0 | SUBTOTAL FOR CCTV WORKS | 0 | SUBTOTAL FOR CCTV WORKS | 0 | SUBTOTAL FOR CCTV WORKS | 0 | SUBTOTAL FOR CCTV WORKS | 0 | SUBTOTAL FOR CCTV WORKS | 0 | SUBTOTAL FOR CCTV WORKS | 0 | SUBTOTAL FOR CCTV WORKS | 0 | SUBTOTAL FOR CCTV WORKS | 0 | SUBTOTAL FOR CCTV WORKS | 0 | SUBTOTAL FOR CCTV WORKS | 0 | SUBTOTAL FOR CCTV WORKS | 0 | SUBTOTAL FOR CCTV WORKS | 0 | SUBTOTAL FOR CCTV WORKS | 0 | SUBTOTAL FOR CCTV WORKS | 0 | SUBTOTAL FOR CCTV WORKS | 0 | SUBTOTAL FOR CCTV WORKS | 0 | SUBTOTAL FOR CCTV WORKS | 0 | SUBTOTAL FOR CCTV WORKS | 0 | SUBTOTAL FOR CCTV WORKS | 0 | SUBTOTAL FOR CCTV WORKS | 0 | SUBTOTAL FOR CCTV WORKS | 0 | SUBTOTAL FOR CCTV WORKS | 0 | SUBTOTAL FOR CCTV WORKS | 0 | SUBTOTAL FOR CCTV WORKS | 0 | SUBTOTAL FOR CCTV WORKS | 0 | SUBTOTAL FOR CCTV WORKS | 0 | SUBTOTAL FOR CCTV WORKS | 0 | SUBTOTAL FOR CCTV WORKS | 0 | SUBTOTAL FOR CCTV WORKS | 0 | SUBTOTAL FOR CCTV WORKS | 0 | SUBTOTAL FOR CCTV WORKS | 0 | SUBTOTAL FOR CCTV WORKS | 0 | SUBTOTAL FOR CCTV WORKS | 0 | SUBTOTAL FOR CCTV WORKS | 0 | SUBTOTAL FOR CCTV WORKS | 0 | SUBTOTAL FOR CCTV WORKS | 0 | SUBTOTAL FOR CCTV WORKS | 0 | SUBTOTAL FOR CCTV WORKS | 0 | SUBTOTAL FOR CCTV WORKS | 0 | SUBTOTAL FOR CCTV WORKS | 0 | SUBTOTAL FOR CCTV WORKS | 0 | SUBTOTAL FOR CCTV WORKS | 0 | SUBTOTAL FOR CCTV WORKS | 0 | SUBTOTAL FOR CCTV WORKS | 0 | SUBTOTAL FOR CCTV WORKS | 0 | SUBTOTAL FOR CCTV WORKS | 0 | SUBTOTAL FOR CCTV WORKS | 0 | SUBTOTAL FOR CCTV WORKS | 0 | SUBTOTAL FOR CCTV WORKS | 0 | SUBTOTAL FOR CCTV WORKS | 0 | SUBTOTAL FOR CCTV WORKS | 0 | SUBTOTAL FOR CCTV WORKS | 0 | SUBTOTAL FOR CCTV WORKS | 0 | SUBTOTAL FOR CCTV WORKS | 0 | SUBTOTAL FOR CCTV WORKS | 0 | SUBTOTAL FOR CCTV WORKS | 0 | SUBTOTAL FOR CCTV WORKS | 0 | SUBTOTAL FOR CCTV WORKS | 0 | SUBTOTAL FOR CCTV WORKS | 0 | SUBTOTAL FOR CCTV WORKS | 0 | SUBTOTAL FOR CCTV WORKS | 0 | SUBTOTAL FOR CCTV WORKS | 0 | SUBTOTAL FOR CCTV WORKS | 0 | SUBTOTAL FOR CCTV WORKS | 0 | SUBTOTAL FOR CCTV WORKS | 0 | SUBTOTAL FOR CCTV WORKS | 0 | SUBTOTAL FOR CCTV WORKS | 0 | SUBTOTAL FOR CCTV WORKS | 0 | SUBTOTAL FOR CCTV WORKS | 0 | SUBTOTAL FOR CCTV WORKS | 0 | SUBTOTAL FOR CCTV WORKS | 0 | SUBTOTAL FOR CCTV WORKS | 0 | SUBTOTAL FOR CCTV WORKS | 0 | SUBTOTAL FOR CCTV WORKS | 0 | SUBTOTAL FOR CCTV WORKS | 0 | SUBTOTAL FOR CCTV WORKS | 0 | SUBTOTAL FOR CCTV WORKS | 0 | SUBTOTAL FOR CCTV WORKS | 0 | SUBTOTAL FOR CCTV WORKS | 0 | SUBTOTAL FOR CCTV WORKS | 0 | SUBTOTAL FOR CCTV WORKS | 0 | SUBTOTAL FOR CCTV WORKS | 0 | SUBTOTAL FOR CCTV WORKS | 0 | SUBTOTAL FOR CCTV WORKS | 0 | SUBTOTAL FOR CCTV WORKS | 0 | SUBTOTAL FOR CCTV WORKS | 0 | SUBTOTAL FOR CCTV WORKS | 0 | SUBTOTAL FOR CCTV WORKS | 0 | SUBTOTAL FOR CCTV WORKS | 0 | SUBTOTAL FOR CCTV WORKS | 0 | SUBTOTAL FOR CCTV WORKS | 0 | SUBTOTAL FOR CCTV WORKS | 0 | SUBTOTAL FOR CCTV WORKS | 0 | SUBTOTAL FOR CCTV WORKS | 0 | SUBTOTAL FOR CCTV WORKS | 0 | SUBTOTAL FOR CCTV WORKS | 0 | SUBTOTAL FOR CCTV WORKS | 0 | SUBTOTAL FOR CCTV WORKS | 0 | SUBTOTAL FOR CCTV WORKS | 0 | SUBTOTAL FOR CCTV WORKS | 0 | SUBTOTAL FOR CCTV WORKS | 0 | SUBTOTAL FOR CCTV WORKS | 0 | SUBTOTAL FOR CCTV WORKS | 0 | SUBTOTAL FOR CCTV WORKS | 0 | SUBTOTAL FOR CCTV WORKS | 0 | SUBTOTAL FOR CCTV WORKS | 0 | SUBTOTAL FOR CCTV WORKS | 0 | SUBTOTAL FOR CCTV WORKS | 0 | SUBTOTAL FOR CCTV WORKS | 0 | SUBTOTAL FOR CCTV WORKS | 0 | SUBTOTAL FOR CCTV WORKS | 0 | SUBTOTAL FOR CCTV WORKS | 0 | SUBTOTAL FOR CCTV WORKS | 0 | SUBTOTAL FOR CCTV WORKS | 0 | SUBTOTAL FOR CCTV WORKS | 0 | SUBTOTAL FOR CCTV WORKS | 0 | SUBTOTAL FOR CCTV WORKS | 0 | SUBTOTAL FOR CCTV WORKS | 0 | SUBTOTAL FOR CCTV WORKS | 0 | SUBTOTAL FOR CCTV WORKS | 0 | SUBTOTAL FOR CCTV WORKS | 0 | SUBTOTAL FOR CCTV WORKS | 0 | SUBTOTAL FOR CCTV WORKS | 0 | SUBTOTAL FOR CCTV WORKS | 0 | SUBTOTAL FOR CCTV WORKS | 0 | SUBTOTAL FOR CCTV WORKS | 0 | SUBTOTAL FOR CCTV WORKS | 0 | SUBTOTAL FOR CCTV WORKS | 0 | SUBTOTAL FOR CCTV WORKS | 0 | SUBTOTAL FOR CCTV WORKS | 0 | SUBTOTAL FOR CCTV WORKS | 0 | SUBTOTAL FOR CCTV WORKS | 0 | SUBTOTAL FOR CCTV WORKS | 0 | SUBTOTAL FOR CCTV WORKS | 0 | SUBTOTAL FOR CCTV WORKS | 0 | SUBTOTAL FOR CCTV WORKS | 0 | SUBTOTAL FOR CCTV WORKS | 0 | SUBTOTAL FOR CCTV WORKS | 0 | SUBTOTAL FOR CCTV WORKS | 0 | SUBTOTAL FOR CCTV WORKS | 0 | SUBTOTAL FOR CCTV WORKS | 0 | SUBTOTAL FOR CCTV WORKS | 0 | SUBTOTAL FOR CCTV WORKS | 0 | SUBTOTAL FOR CCTV WORKS | 0 | SUBTOTAL FOR CCTV WORKS | 0 | SUBTOTAL FOR CCTV WORKS | 0 | SUBTOTAL FOR CCTV WORKS | 0 | SUBTOTAL FOR CCTV WORKS | 0 | SUBTOTAL FOR CCTV WORKS | 0 | SUBTOTAL FOR CCTV WORKS | 0 | SUBTOTAL FOR CCTV WORKS | 0 | SUBTOTAL FOR CCTV WORKS | 0 | SUBTOTAL FOR CCTV WORKS | 0 | SUBTOTAL FOR CCTV WORKS | 0 | SUBTOTAL FOR CCTV WORKS | 0 | SUBTOTAL FOR CCTV WORKS | 0 | SUBTOTAL FOR CCTV WORKS | 0 | SUBTOTAL FOR CCTV WORKS | 0 | SUBTOTAL FOR CCTV WORKS | 0 | SUBTOTAL FOR CCTV WORKS | 0 | SUBTOTAL FOR CCTV WORKS | 0 | SUBTOTAL FOR CCTV WORKS | 0 | SUBTOTAL FOR CCTV WORKS | 0 | SUBTOTAL FOR CCTV WORKS | 0 | SUBTOTAL FOR CCTV WORKS | 0 | SUBTOTAL FOR CCTV WORKS | 0 | SUBTOTAL FOR CCTV WORKS | 0 | SUBTOTAL FOR CCTV WORKS | 0 | SUBTOTAL FOR CCTV WORKS | 0 | SUBTOTAL FOR CCTV WORKS | 0 | SUBTOTAL FOR CCTV WORKS | 0 | SUBTOTAL FOR CCTV WORKS | 0 | SUBTOTAL FOR CCTV WORKS | 0 | SUBTOTAL FOR CCTV WORKS | 0 | SUBTOTAL FOR CCTV WORKS | 0 | SUBTOTAL FOR CCTV WORKS | 0 | SUBTOTAL FOR CCTV WORKS | 0 | SUBTOTAL FOR CCTV WORKS | 0 | SUBTOTAL FOR CCTV WORKS | 0 | SUBTOTAL FOR CCTV WORKS | 0 | SUBTOTAL FOR CCTV WORKS | 0 | SUBTOTAL FOR CCTV WORKS | 0 | SUBTOTAL FOR CCTV WORKS | 0 | SUBTOTAL FOR CCTV WORKS | 0 | SUBTOTAL FOR CCTV WORKS | 0 | SUBTOTAL FOR CCTV WORKS | 0 | SUBTOTAL FOR CCTV WORKS | 0 | SUBTOTAL FOR CCTV WORKS | 0 | SUBTOTAL FOR CCTV WORKS | 0 | SUBTOTAL FOR CCTV WORKS | 0 | SUBTOTAL FOR CCTV WORKS | 0 | SUBTOTAL FOR CCTV WORKS | 0 | SUBTOTAL FOR CCTV WORKS | 0 | SUBTOTAL FOR CCTV WORKS | 0 | SUBTOTAL FOR CCTV WORKS | 0 | SUBTOTAL FOR CCTV WORKS | 0 | SUBTOTAL FOR CCTV WORKS | 0 | SUBTOTAL FOR CCTV WORKS | 0 | SUBTOTAL FOR CCTV WORKS | 0 | SUBTOTAL FOR CCTV WORKS | 0 | SUBTOTAL FOR CCTV WORKS | 0 | SUBTOTAL FOR CCTV WORKS | 0 | SUBTOTAL FOR CCTV WORKS | 0 | SUBTOTAL FOR CCTV WORKS | 0 | SUBTOTAL FOR CCTV WORKS | 0 | SUBTOTAL FOR CCTV WORKS | 0 | SUBTOTAL FOR CCTV WORKS | 0 | SUBTOTAL FOR CCTV WORKS | 0 | SUBTOTAL FOR CCTV WORKS | 0 | SUBTOTAL FOR CCTV WORKS | 0 | SUBTOTAL FOR CCTV WORKS | 0 | SUBTOTAL FOR CCTV WORKS | 0 | SUBTOTAL FOR CCTV WORKS | 0 | SUBTOTAL FOR CCTV WORKS | 0 | SUBTOTAL FOR CCTV WORKS | 0 | SUBTOTAL FOR CCTV WORKS | 0 | SUBTOTAL FOR CCTV WORKS | 0 | SUBTOTAL FOR CCTV WORKS | 0 | SUBTOTAL FOR CCTV WORKS | 0 | SUBTOTAL FOR CCTV WORKS | 0 | SUBTOTAL FOR CCTV WORKS | 0 | SUBTOTAL FOR CCTV WORKS | 0 | SUBTOTAL FOR CCTV WORKS | 0 | SUBTOTAL FOR CCTV WORKS | 0 | SUBTOTAL FOR CCTV WORKS | 0 | SUBTOTAL FOR CCTV WORKS | 0 | SUBTOTAL FOR CCTV WORKS | 0 | SUBTOTAL FOR CCTV WORKS | 0 | SUBTOTAL FOR CCTV WORKS | 0 | SUBTOTAL FOR CCTV WORKS | 0 | SUBTOTAL FOR CCTV WORKS | 0 | SUBTOTAL FOR CCTV WORKS | 0 | SUBTOTAL FOR CCTV WORKS | 0 | SUBTOTAL FOR CCTV WORKS | 0 | SUBTOTAL FOR CCTV WORKS | 0 | SUBTOTAL FOR CCTV WORKS | 0 | SUBTOTAL FOR CCTV WORKS | 0 | SUBTOTAL FOR CCTV WORKS | 0 | SUBTOTAL FOR CCTV WORKS | 0 | SUBTOTAL FOR CCTV WORKS | 0 | SUBTOTAL FOR CCTV WORKS | 0 | SUBTOTAL FOR CCTV WORKS | 0 | SUBTOTAL FOR CCTV WORKS | 0 | SUBTOTAL FOR CCTV WORKS | 0 | SUBTOTAL FOR CCTV WORKS | 0 | SUBTOTAL FOR CCTV WORKS | 0 | SUBTOTAL FOR CCTV WORKS | 0 | SUBTOTAL FOR CCTV WORKS | 0 | SUBTOTAL FOR CCTV WORKS | 0 | SUBTOTAL FOR CCTV WORKS | 0 | SUBTOTAL FOR CCTV WORKS | 0 | SUBTOTAL FOR CCTV WORKS | 0 | SUBTOTAL FOR CCTV WORKS | 0 | SUBTOTAL FOR CCTV WORKS | 0 | SUBTOTAL FOR CCTV WORKS | 0 | SUBTOTAL FOR CCTV WORKS | 0 | SUBTOTAL FOR CCTV WORKS | 0 | SUBTOTAL FOR CCTV WORKS | 0 | SUBTOTAL FOR CCTV WORKS | 0 | SUBTOTAL FOR CCTV WORKS | 0 | SUBTOTAL FOR CCTV WORKS | 0 | SUBTOTAL FOR CCTV WORKS | 0 | SUBTOTAL FOR CCTV WORKS | 0 | SUBTOTAL FOR CCTV WORKS | 0 | SUBTOTAL FOR CCTV WORKS | 0 | SUBTOTAL FOR CCTV WORKS | 0 | SUBTOTAL FOR CCTV WORKS | 0 | SUBTOTAL FOR CCTV WORKS | 0 | SUBTOTAL FOR CCTV WORKS | 0 | SUBTOTAL FOR CCTV WORKS | 0 | SUBTOTAL FOR CCTV WORKS | 0 | SUBTOTAL FOR CCTV WORKS | 0 | SUBTOTAL FOR CCTV WORKS | 0 | SUBTOTAL FOR CCTV WORKS | 0 | SUBTOTAL FOR CCTV WORKS | 0 | SUBTOTAL FOR CCTV WORKS | 0 | SUBTOTAL FOR CCTV WORKS | 0 | SUBTOTAL FOR CCTV WORKS | 0 | SUBTOTAL FOR CCTV WORKS | 0 | SUBTOTAL FOR CCTV WORKS | 0 | SUBTOTAL FOR CCTV WORKS | 0 | SUBTOTAL FOR CCTV WORKS | 0 | SUBTOTAL FOR CCTV WORKS | 0 | SUBTOTAL FOR CCTV WORKS | 0 | SUBTOTAL FOR CCTV WORKS | 0 | SUBTOTAL FOR CCTV WORKS | 0 | SUBTOTAL FOR CCTV WORKS | 0 | SUBTOTAL FOR CCTV WORKS | 0 | SUBTOTAL FOR CCTV WORKS | 0 | SUBTOTAL FOR CCTV WORKS | 0 | SUBTOTAL FOR CCTV WORKS | 0 | SUBTOTAL FOR CCTV WORKS | 0 | SUBTOTAL FOR CCTV WORKS | 0 | SUBTOTAL FOR CCTV WORKS | 0 | SUBTOTAL FOR CCTV WORKS | 0 | SUBTOTAL FOR CCTV WORKS | 0 | SUBTOTAL FOR CCTV WORKS | 0 | SUBTOTAL FOR CCTV WORKS | 0 | SUBTOTAL FOR CCTV WORKS | 0 | SUBTOTAL FOR CCTV WORKS | 0 | SUBTOTAL FOR CCTV WORKS | 0 | SUBTOTAL FOR CCTV WORKS | 0 | SUBTOTAL FOR CCTV WORKS | 0 | SUBTOTAL FOR CCTV WORKS | 0 | SUBTOTAL FOR CCTV WORKS | 0 | SUBTOTAL FOR CCTV WORKS | 0 | SUBTOTAL FOR CCTV WORKS | 0 | SUBTOTAL FOR CCTV WORKS | 0 | SUBTOTAL FOR CCTV WORKS | 0 | SUBTOTAL FOR CCTV WORKS | 0 | SUBTOTAL FOR CCTV WORKS | 0 | SUBTOTAL FOR CCTV WORKS | 0 | SUBTOTAL FOR CCTV WORKS | 0 | SUBTOTAL FOR CCTV WORKS | 0 | SUBTOTAL FOR CCTV WORKS | 0 | SUBTOTAL FOR CCTV WORKS | 0 | SUBTOTAL FOR CCTV WORKS | 0 | SUBTOTAL FOR CCTV WORKS | 0 | SUBTOTAL FOR CCTV WORKS | 0 | SUBTOTAL FOR CCTV WORKS | 0 | SUBTOTAL FOR CCTV WORKS | 0 | SUBTOTAL FOR CCTV WORKS | 0 | SUBTOTAL FOR CCTV WORKS | 0 | SUBTOTAL FOR CCTV WORKS | 0 | SUBTOTAL FOR CCTV WORKS | 0 | SUBTOTAL FOR CCTV WORKS | 0 | SUBTOTAL FOR CCTV WORKS | 0 | SUBTOTAL FOR CCTV WORKS | 0 | SUBTOTAL FOR CCTV WORKS | 0 | SUBTOTAL FOR CCTV WORKS | 0 | SUBTOTAL FOR CCTV WORKS | 0 | SUBTOTAL FOR CCTV WORKS | 0 | SUBTOTAL FOR CCTV WORKS | 0 | SUBTOTAL FOR CCTV WORKS | 0 | SUBTOTAL FOR CCTV WORKS | 0 | SUBTOTAL FOR CCTV WORKS | 0 | SUBTOTAL FOR CCTV WORKS | 0 | SUBTOTAL FOR CCTV WORKS | 0 | SUBTOTAL FOR CCTV WORKS | 0 | SUBTOTAL FOR CCTV WORKS | 0 | SUBTOTAL FOR CCTV WORKS | 0 | SUBTOTAL FOR CCTV WORKS | 0 | SUBTOTAL FOR CCTV WORKS | 0 | SUBTOTAL FOR CCTV WORKS | 0 | SUBTOTAL FOR CCTV WORKS | 0 | SUBTOTAL FOR CCTV WORKS | 0 | SUBTOTAL FOR CCTV WORKS | 0 | SUBTOTAL FOR CCTV WORKS | 0 | SUBTOTAL FOR CCTV WORKS | 0 | SUBTOTAL FOR CCTV WORKS | 0 | SUBTOTAL FOR CCTV WORKS | 0 | SUBTOTAL FOR CCTV WORKS | 0 | SUBTOTAL FOR CCTV WORKS | 0 | SUBTOTAL FOR CCTV WORKS | 0 | SUBTOTAL FOR CCTV WORKS | 0 | SUBTOTAL FOR CCTV WORKS | 0 | SUBTOTAL FOR CCTV WORKS | 0 | SUBTOTAL FOR CCTV WORKS | 0 | SUBTOTAL FOR CCTV WORKS | 0 | SUBTOTAL FOR CCTV WORKS | 0 | SUBTOTAL FOR CCTV WORKS | 0 | SUBTOTAL FOR CCTV WORKS | 0 | SUBTOTAL FOR CCTV WORKS | 0 | SUBTOTAL FOR CCTV WORKS | 0 | SUBTOTAL FOR CCTV WORKS | 0 | SUBTOTAL FOR CCTV WORKS | 0 | SUBTOTAL FOR CCTV WORKS | 0 | SUBTOTAL FOR CCTV WORKS | 0 | SUBTOTAL FOR CCTV WORKS | 0 | SUBTOTAL FOR CCTV WORKS | 0 | SUBTOTAL FOR CCTV WORKS | 0 | SUBTOTAL FOR CCTV WORKS | 0 | SUBTOTAL FOR CCTV WORKS | 0 | SUBTOTAL FOR CCTV WORKS | 0 | SUBTOTAL FOR CCTV WORKS | 0 | SUBTOTAL FOR CCTV WORKS | 0 | SUBTOTAL FOR CCTV WORKS | 0 | SUBTOTAL FOR CCTV WORKS | 0 | SUBTOTAL FOR CCTV WORKS | 0 | SUBTOTAL FOR CCTV WORKS | 0 | SUBTOTAL FOR CCTV WORKS | 0 | SUBTOTAL FOR CCTV WORKS | 0 | SUBTOTAL FOR CCTV WORKS | 0 | SUBTOTAL FOR CCTV WORKS | 0 | SUBTOTAL FOR CCTV WORKS | 0 | SUBTOTAL FOR CCTV WORKS | 0 | SUBTOTAL FOR CCTV WORKS | 0 | SUBTOTAL FOR CCTV WORKS | 0 | SUBTOTAL FOR CCTV WORKS | 0 | SUBTOTAL FOR CCTV WORKS | 0 | SUBTOTAL FOR CCTV WORKS | 0 | SUBTOTAL FOR CCTV WORKS | 0 | SUBTOTAL FOR CCTV WORKS | 0 | SUBTOTAL FOR CCTV WORKS | 0 | SUBTOTAL FOR CCTV WORKS | 0 | SUBTOTAL FOR CCTV WORKS | 0 | SUBTOTAL FOR CCTV WORKS | 0 | SUBTOTAL FOR CCTV WORKS | 0 | SUBTOTAL FOR CCTV WORKS | 0 | SUBTOTAL FOR CCTV WORKS | 0 | SUBTOTAL FOR CCTV WORKS | 0 | SUBTOTAL FOR CCTV WORKS | 0 | SUBTOTAL FOR CCTV WORKS | 0 | SUBTOTAL FOR CCTV WORKS | 0 | SUBTOTAL FOR CCTV WORKS | 0 | SUBTOTAL FOR CCTV WORKS | 0 | SUBTOTAL FOR CCTV WORKS | 0 | SUBTOTAL FOR CCTV WORKS | 0 | SUBTOTAL FOR CCTV WORKS | 0 | SUBTOTAL FOR CCTV WORKS | 0 | SUBTOTAL FOR CCTV WORKS | 0 | SUBTOTAL FOR CCTV WORKS | 0 | SUBTOTAL FOR CCTV WORKS | 0 | SUBTOTAL FOR CCTV WORKS | 0 | SUBTOTAL FOR CCTV WORKS | 0 | SUBTOTAL FOR CCTV WORKS | 0 | SUBTOTAL FOR CCTV WORKS | 0 | SUBTOTAL FOR CCTV WORKS | 0 | SUBTOTAL FOR CCTV WORKS | 0 | SUBTOTAL FOR CCTV WORKS | 0 | SUBTOTAL FOR CCTV WORKS | 0 | SUBTOTAL FOR CCTV WORKS | 0 | SUBTOTAL FOR CCTV WORKS | 0 | SUBTOTAL FOR CCTV WORKS | 0 | SUBTOTAL FOR CCTV WORKS | 0 | SUBTOTAL FOR CCTV WORKS | 0 | SUBTOTAL FOR CCTV WORKS | 0 | SUBTOTAL FOR CCTV WORKS | 0 | SUBTOTAL FOR CCTV WORKS | 0 | SUBTOTAL FOR CCTV WORKS | 0 | SUBTOTAL FOR CCTV WORKS | 0 | SUBTOTAL FOR CCTV WORKS | 0 | SUBTOTAL FOR CCTV WORKS | 0 | SUBTOTAL FOR CCTV WORKS | 0 | SUBTOTAL FOR CCTV WORKS | 0 | SUBTOTAL FOR CCTV WORKS | 0 | SUBTOTAL FOR CCTV WORKS | 0 | SUBTOTAL FOR CCTV WORKS | 0 | SUBTOTAL FOR CCTV WORKS | 0 | SUBTOTAL FOR CCTV WORKS | 0 | SUBTOTAL FOR CCTV WORKS | 0 | SUBTOTAL FOR CCTV WORKS | 0 | SUBTOTAL FOR CCTV WORKS | 0 | SUBTOTAL FOR CCTV WORKS | 0 | SUBTOTAL FOR CCTV WORKS | 0 | SUBTOTAL FOR CCTV WORKS | 0 | SUBTOTAL FOR CCTV WORKS | 0 | SUBTOTAL FOR CCTV WORKS | 0 | SUBTOTAL FOR CCTV WORKS | 0 | SUBTOTAL FOR CCTV WORKS | 0 | SUBTOTAL FOR CCTV WORKS | 0 | SUBTOTAL FOR CCTV WORKS | 0 | SUBTOTAL FOR CCTV WORKS | 0 | SUBTOTAL FOR CCTV WORKS | 0 | SUBTOTAL FOR CCTV WORKS | 0 | SUBTOTAL FOR CCTV WORKS | 0 | SUBTOTAL FOR CCTV WORKS | 0 | SUBTOTAL FOR CCTV WORKS | 0 | SUBTOTAL FOR CCTV WORKS | 0 | SUBTOTAL FOR CCTV WORKS | 0 | SUBTOTAL FOR CCTV WORKS | 0 | SUBTOTAL FOR CCTV WORKS | 0 | SUBTOTAL FOR CCTV WORKS | 0 | SUBTOTAL FOR CCTV WORKS | 0 | SUBTOTAL FOR CCTV WORKS | 0 | SUBTOTAL FOR CCTV WORKS | 0 | SUBTOTAL FOR CCTV WORKS | 0 | SUBTOTAL FOR CCTV WORKS | 0 | SUBTOTAL FOR CCTV WORKS | 0 | SUBTOTAL FOR CCTV WORKS | 0 | SUBTOTAL FOR CCTV WORKS | 0 | SUBTOTAL FOR CCTV WORKS | 0 | SUBTOTAL FOR CCTV WORKS | 0 | SUBTOTAL FOR CCTV WORKS | 0 | SUBTOTAL FOR CCTV WORKS | 0 | SUBTOTAL FOR CCTV WORKS | 0 | SUBTOTAL FOR CCTV WORKS | 0 | SUBTOTAL FOR CCTV WORKS | 0 | SUBTOTAL FOR CCTV WORKS | 0 | SUBTOTAL FOR CCTV WORKS | 0 | SUBTOTAL FOR CCTV WORKS | 0 | SUBTOTAL FOR CCTV WORKS | 0 | SUBTOTAL FOR CCTV WORKS | 0 | SUBTOTAL FOR CCTV WORKS | 0 | SUBTOTAL FOR CCTV WORKS | 0 | SUBTOTAL FOR CCTV WORKS | 0 | SUBTOTAL FOR CCTV WORKS | 0 | SUBTOTAL FOR CCTV WORKS | 0 | SUBTOTAL FOR CCTV WORKS | 0 | SUBTOTAL FOR CCTV WORKS | 0 | SUBTOTAL FOR CCTV WORKS | 0 | SUBTOTAL FOR CCTV WORKS | 0 | SUBTOTAL FOR CCTV WORKS | 0 | SUBTOTAL FOR CCTV WORKS | 0 | SUBTOTAL FOR CCTV WORKS | 0 | SUBTOTAL FOR CCTV WORKS | 0 | SUBTOTAL FOR CCTV WORKS | 0 | SUBTOTAL FOR CCTV WORKS | 0 | SUBTOTAL FOR CCTV WORKS | 0 | SUBTOTAL FOR CCTV WORKS | 0 | SUBTOTAL FOR CCTV WORKS | 0 | SUBTOTAL FOR CCTV WORKS | 0 | SUBTOTAL FOR CCTV WORKS | 0 | SUBTOTAL FOR CCTV WORKS | 0 | SUBTOTAL FOR CCTV WORKS | 0 | SUBTOTAL FOR CCTV WORKS | 0 | SUBTOTAL FOR CCTV WORKS | 0 | SUBTOTAL FOR CCTV WORKS | 0 | SUBTOTAL FOR CCTV WORKS | 0 | SUBTOTAL FOR CCTV WORKS | 0 | SUBTOTAL FOR CCTV WORKS | 0 | SUBTOTAL FOR CCTV WORKS | 0 | SUBTOTAL FOR CCTV WORKS | 0 | SUBTOTAL FOR CCTV WORKS | 0 | SUBTOTAL FOR CCTV WORKS | 0 | SUBTOTAL FOR CCTV WORKS | 0 | SUBTOTAL FOR CCTV WORKS | 0 | SUBTOTAL FOR CCTV WORKS | 0 | SUBTOTAL FOR CCTV WORKS | 0 | SUBTOTAL FOR CCTV WORKS | 0 | SUBTOTAL FOR CCTV WORKS | 0 | SUBTOTAL FOR CCTV WORKS | 0 | SUBTOTAL FOR CCTV WORKS | 0 | SUBTOTAL FOR CCTV WORKS | 0 | SUBTOTAL FOR CCTV WORKS | 0 | SUBTOTAL FOR CCTV WORKS | 0 | SUBTOTAL FOR CCTV WORKS | 0 | SUBTOTAL FOR CCTV WORKS | 0 | SUBTOTAL FOR CCTV WORKS | 0 | SUBTOTAL FOR CCTV WORKS | 0 | SUBTOTAL FOR CCTV WORKS | 0 | SUBTOTAL FOR CCTV WORKS | 0 | SUBTOTAL FOR CCTV WORKS | 0 | SUBTOTAL FOR CCTV WORKS | 0 | SUBTOTAL FOR CCTV WORKS | 0 | SUBTOTAL FOR CCTV WORKS | 0 | SUBTOTAL FOR CCTV WORKS | 0 | SUBTOTAL FOR CCTV WORKS | 0 | SUBTOTAL FOR CCTV WORKS | 0 | SUBTOTAL FOR CCTV WORKS | 0 | SUBTOTAL FOR CCTV WORKS | 0 | SUBTOTAL FOR CCTV WORKS | 0 | SUBTOTAL FOR CCTV WORKS | 0 | SUBTOTAL FOR CCTV WORKS | 0 | SUBTOTAL FOR CCTV WORKS | 0 | SUBTOTAL FOR CCTV WORKS | 0 | SUBTOTAL FOR CCTV WORKS | 0 | SUBTOTAL FOR CCTV WORKS | 0 | SUBTOTAL FOR CCTV WORKS | 0 | SUBTOTAL FOR CCTV WORKS | 0 | SUBTOTAL FOR CCTV WORKS | 0 | SUBTOTAL FOR CCTV WORKS | 0 | SUBTOTAL FOR CCTV WORKS | 0 | SUBTOTAL FOR CCTV WORKS | 0 | SUBTOTAL FOR CCTV WORKS | 0 | SUBTOTAL FOR CCTV WORKS | 0 | SUBTOTAL FOR CCTV WORKS | 0 | SUBTOTAL FOR CCTV WORKS | 0 | SUBTOTAL FOR CCTV WORKS | 0 | SUBTOTAL FOR CCTV WORKS | 0 | SUBTOTAL FOR CCTV WORKS | 0 | SUBTOTAL FOR CCTV WORKS | 0 | SUBTOTAL FOR CCTV WORKS | 0 | SUBTOTAL FOR CCTV WORKS | 0 | SUBTOTAL FOR CCTV WORKS | 0 | SUBTOTAL FOR CCTV WORKS | 0 | SUBTOTAL FOR CCTV WORKS | 0 | SUBTOTAL FOR CCTV WORKS | 0 | SUBTOTAL FOR CCTV WORKS | 0 | SUBTOTAL FOR CCTV WORKS | 0 | SUBTOTAL FOR CCTV WORKS | 0 | SUBTOTAL FOR CCTV WORKS | 0 | SUBTOTAL FOR CCTV WORKS | 0 | SUBTOTAL FOR CCTV WORKS | 0 | SUBTOTAL FOR CCTV WORKS | 0 | SUBTOTAL FOR CCTV WORKS | 0 | SUBTOTAL FOR CCTV WORKS | 0 | SUBTOTAL FOR CCTV WORKS | 0 | SUBTOTAL FOR CCTV WORKS | 0 | SUBTOTAL FOR CCTV WORKS | 0 | SUBTOTAL FOR CCTV WORKS | 0 | SUBTOTAL FOR CCTV WORKS | 0 | SUBTOTAL FOR CCTV WORKS | 0 | SUBTOTAL FOR CCTV WORKS | 0 | SUBTOTAL FOR CCTV WORKS | 0 | SUBTOTAL FOR CCTV WORKS | 0 | SUBTOTAL FOR CCTV WORKS | 0 | SUBTOTAL FOR CCTV WORKS | 0 | SUBTOTAL FOR CCTV WORKS | 0 | SUBTOTAL FOR CCTV WORKS | 0 | SUBTOTAL FOR CCTV WORKS | 0 | SUBTOTAL FOR CCTV WORKS | 0 | SUBTOTAL FOR CCTV WORKS | 0 | SUBTOTAL FOR CCTV WORKS | 0 | SUBTOTAL FOR CCTV WORKS | 0 | SUBTOTAL FOR CCTV WORKS | 0 | SUBTOTAL FOR CCTV WORKS | 0 | SUBTOTAL FOR CCTV WORKS | 0 | SUBTOTAL FOR CCTV WORKS | 0 | SUBTOTAL FOR CCTV WORKS | 0 | SUBTOTAL FOR CCTV WORKS | 0 | SUBTOTAL FOR CCTV WORKS | 0 | SUBTOTAL FOR CCTV WORKS | 0 | SUBTOTAL FOR CCTV WORKS | 0 | SUBTOTAL FOR CCTV WORKS | 0 | SUBTOTAL FOR CCTV WORKS | 0 | SUBTOTAL FOR CCTV WORKS | 0 | SUBTOTAL FOR CCTV WORKS | 0 | SUBTOTAL FOR CCTV WORKS | 0 | SUBTOTAL FOR CCTV WORKS | 0 | SUBTOTAL FOR CCTV WORKS | 0 | SUBTOTAL FOR CCTV WORKS | 0 | SUBTOTAL FOR CCTV WORKS | 0 | SUBTOTAL FOR CCTV WORKS | 0 | SUBTOTAL FOR CCTV WORKS | 0 | SUBTOTAL FOR CCTV WORKS | 0 | SUBTOTAL FOR CCTV WORKS | 0 | SUBTOTAL FOR CCTV WORKS | 0 | SUBTOTAL FOR CCTV WORKS | 0 | SUBTOTAL FOR CCTV WORKS | 0 | SUBTOTAL FOR CCTV WORKS | 0 | SUBTOTAL FOR CCTV WORKS | 0 | SUBTOTAL FOR CCTV WORKS | 0 | SUBTOTAL FOR CCTV WORKS | 0 | SUBTOTAL FOR CCTV WORKS | 0 | SUBTOTAL FOR CCTV WORKS | 0 | SUBTOTAL FOR CCTV WORKS | 0 | SUBTOTAL FOR CCTV WORKS | 0 | SUBTOTAL FOR CCTV WORKS | 0 | SUBTOTAL FOR CCTV WORKS | 0 | SUBTOTAL FOR CCTV WORKS | 0 | SUBTOTAL FOR CCTV WORKS | 0 | SUBTOTAL FOR CCTV WORKS | 0 | SUBTOTAL FOR CCTV WORKS | 0 | SUBTOTAL FOR CCTV WORKS | 0 | SUBTOTAL FOR CCTV WORKS | 0 | SUBTOTAL FOR CCTV WORKS | 0 | SUBTOTAL FOR CCTV WORKS | 0 | SUBTOTAL FOR CCTV WORKS | 0 | SUBTOTAL FOR CCTV WORKS | 0 | SUBTOTAL FOR CCTV WORKS | 0 | SUBTOTAL FOR CCTV WORKS | 0 | SUBTOTAL FOR CCTV WORKS | 0 | SUBTOTAL FOR CCTV WORKS | 0 | SUBTOTAL FOR CCTV WORKS | 0 | SUBTOTAL FOR CCTV WORKS | 0 | SUBTOTAL FOR CCTV WORKS | 0 | SUBTOTAL FOR CCTV WORKS | 0 | SUBTOTAL FOR CCTV WORKS | 0 | SUBTOTAL FOR CCTV WORKS | 0 | SUBTOTAL FOR CCTV WORKS | 0 | SUBTOTAL FOR CCTV WORKS | 0 | SUBTOTAL FOR CCTV WORKS | 0 | SUBTOTAL FOR CCTV WORKS | 0 | SUBTOTAL FOR CCTV WORKS | 0 | SUBTOTAL FOR CCTV WORKS | 0 | SUBTOTAL FOR CCTV WORKS | 0 | SUBTOTAL FOR CCTV WORKS | 0 | SUBTOTAL FOR CCTV WORKS | 0 | SUBTOTAL FOR CCTV WORKS | 0 | SUBTOTAL FOR CCTV WORKS | 0 | SUBTOTAL FOR CCTV WORKS | 0 | SUBTOTAL FOR CCTV WORKS | 0 | SUBTOTAL FOR CCTV WORKS | 0 | SUBTOTAL FOR CCTV WORKS | 0 | SUBTOTAL FOR CCTV WORKS | 0 | SUBTOTAL FOR CCTV WORKS | 0 | SUBTOTAL FOR CCTV WORKS | 0 | SUBTOTAL FOR CCTV WORKS | 0 | SUBTOTAL FOR CCTV WORKS | 0 | SUBTOTAL FOR CCTV WORKS | 0 | SUBTOTAL FOR CCTV WORKS | 0 | SUBTOTAL FOR CCTV WORKS | 0 | SUBTOTAL FOR CCTV WORKS | 0 | SUBTOTAL FOR CCTV WORKS | 0 | SUBTOTAL FOR CCTV WORKS | 0 | SUBTOTAL FOR CCTV WORKS | 0 | SUBTOTAL FOR CCTV WORKS | 0 | SUBTOTAL FOR CCTV WORKS | 0 | SUBTOTAL FOR CCTV WORKS | 0 | SUBTOTAL FOR CCTV WORKS | 0 | SUBTOTAL FOR CCTV WORKS | 0 | SUBTOTAL FOR CCTV WORKS | 0 | SUBTOTAL FOR CCTV WORKS | 0 | SUBTOTAL FOR CCTV WORKS | 0 | SUBTOTAL FOR CCTV WORKS | 0 | SUBTOTAL FOR CCTV WORKS | 0 | SUBTOTAL FOR CCTV WORKS | 0 | SUBTOTAL FOR CCTV WORKS | 0 | SUBTOTAL FOR CCTV WORKS | 0 | SUBTOTAL FOR CCTV WORKS | 0 | SUBTOTAL FOR CCTV WORKS | 0 | SUBTOTAL FOR CCTV WORKS | 0 | SUBTOTAL FOR CCTV WORKS | 0 | SUBTOTAL FOR CCTV WORKS | 0 | SUBTOTAL FOR CCTV WORKS | 0 | SUBTOTAL FOR CCTV WORKS | 0 | SUBTOTAL FOR CCTV WORKS | 0 | SUBTOTAL FOR CCTV WORKS | 0 | SUBTOTAL FOR CCTV WORKS | 0 | SUBTOTAL FOR CCTV WORKS | 0 | SUBTOTAL FOR CCTV WORKS | 0 | SUBTOTAL FOR CCTV WORKS | 0 | SUBTOTAL FOR CCTV WORKS | 0 | SUBTOTAL FOR CCTV WORKS | 0 | SUBTOTAL FOR CCTV WORKS | 0 | SUBTOTAL FOR CCTV WORKS | 0 | SUBTOTAL FOR CCTV WORKS | 0 | SUBTOTAL FOR CCTV WORKS | 0 | SUBTOTAL FOR CCTV WORKS | 0 | SUBTOTAL FOR CCTV WORKS | 0 | SUBTOTAL FOR CCTV WORKS | 0 | SUBTOTAL FOR CCTV WORKS | 0 | SUBTOTAL FOR CCTV WORKS | 0 | SUBTOTAL FOR CCTV WORKS | 0 | SUBTOTAL FOR CCTV WORKS | 0 | SUBTOTAL FOR CCTV WORKS | 0 | SUBTOTAL FOR CCTV WORKS | 0 | SUBTOTAL FOR CCTV WORKS | 0 | SUBTOTAL FOR CCTV WORKS | 0 | SUBTOTAL FOR CCTV WORKS | 0 | SUBTOTAL FOR CCTV WORKS | 0 | SUBTOTAL FOR CCTV WORKS | 0 | SUBTOTAL FOR CCTV WORKS | 0 | SUBTOTAL FOR CCTV WORKS | 0 | SUBTOTAL FOR CCTV WORKS | 0 | SUBTOTAL FOR CCTV WORKS | 0 | SUBTOTAL FOR CCTV WORKS | 0 | SUBTOTAL FOR CCTV WORKS | 0 | SUBTOTAL FOR CCTV WORKS | 0 | SUBTOTAL FOR CCTV WORKS | 0 | SUBTOTAL FOR CCTV WORKS | 0 | SUBTOTAL FOR CCTV WORKS | 0 | SUBTOTAL FOR CCTV WORKS | 0 | SUBTOTAL FOR CCTV WORKS | 0 | SUBTOTAL FOR CCTV WORKS | 0 | SUBTOTAL FOR CCTV WORKS | 0 | SUBTOTAL FOR CCTV WORKS | 0 | SUBTOTAL FOR CCTV WORKS | 0 | SUBTOTAL FOR CCTV WORKS | 0 | SUBTOTAL FOR CCTV WORKS | 0 | SUBTOTAL FOR CCTV WORKS | 0 | SUBTOTAL FOR CCTV WORKS | 0 | SUBTOTAL FOR CCTV WORKS | 0 | SUBTOTAL FOR CCTV WORKS | 0 | SUBTOTAL FOR CCTV WORKS | 0 | SUBTOTAL FOR CCTV WORKS | 0 | SUBTOTAL FOR CCTV WORKS | 0 | SUBTOTAL FOR CCTV WORKS | 0 | SUBTOTAL FOR CCTV WORKS | 0 | SUBTOTAL FOR CCTV WORKS | 0 | SUBTOTAL FOR CCTV WORKS | 0 | SUBTOTAL FOR CCTV WORKS | 0 | SUBTOTAL FOR CCTV WORKS | 0 | SUBTOTAL FOR CCTV WORKS | 0 | SUBTOTAL FOR CCTV WORKS | 0 | SUBTOTAL FOR CCTV WORKS | 0 | SUBTOTAL FOR CCTV WORKS | 0 | SUBTOTAL FOR CCTV WORKS | 0 | SUBTOTAL FOR CCTV WORKS | 0 | SUBTOTAL FOR CCTV WORKS | 0 | SUBTOTAL FOR CCTV WORKS | 0 | SUBTOTAL FOR CCTV WORKS | 0 | SUBTOTAL FOR CCTV WORKS | 0 | SUBTOTAL FOR CCTV WORKS | 0 | SUBTOTAL FOR CCTV WORKS | 0 | SUBTOTAL FOR CCTV WORKS | 0 | SUBTOTAL FOR CCTV WORKS | 0 | SUBTOTAL FOR CCTV WORKS | 0 | SUBTOTAL FOR CCTV WORKS | 0 | SUBTOTAL FOR CCTV WORKS | 0 | SUBTOTAL FOR CCTV WORKS | 0 | SUBTOTAL FOR CCTV WORKS | 0 | SUBTOTAL FOR CCTV WORKS | 0 | SUBTOTAL FOR CCTV WORKS | 0 | SUBTOTAL FOR CCTV WORKS | 0 | SUBTOTAL FOR CCTV WORKS | 0 | SUBTOTAL FOR CCTV WORKS | 0 | SUBTOTAL FOR CCTV WORKS | 0 | SUBTOTAL FOR CCTV WORKS | 0 | SUBTOTAL FOR CCTV WORKS | 0 | SUBTOTAL FOR CCTV WORKS | 0 | SUBTOTAL FOR CCTV WORKS | 0 | SUBTOTAL FOR CCTV WORKS | 0 | SUBTOTAL FOR CCTV WORKS | 0 | SUBTOTAL FOR CCTV WORKS | 0 | SUBTOTAL FOR CCTV WORKS | 0 | SUBTOTAL FOR CCTV WORKS | 0 | SUBTOTAL FOR CCTV WORKS | 0 | SUBTOTAL FOR CCTV WORKS | 0 | SUBTOTAL FOR CCTV WORKS | 0 | SUBTOTAL FOR CCTV WORKS | 0 | SUBTOTAL FOR CCTV WORKS | 0 | SUBTOTAL FOR CCTV WORKS | 0 | SUBTOTAL FOR CCTV WORKS | 0 | SUBTOTAL FOR CCTV WORKS | 0 | SUBTOTAL FOR CCTV WORKS | 0 | SUBTOTAL FOR CCTV WORKS | 0 | SUBTOTAL FOR CCTV WORKS | 0 | SUBTOTAL FOR CCTV WORKS | 0 | SUBTOTAL FOR CCTV WORKS | 0 | SUBTOTAL FOR CCTV WORKS | 0 | SUBTOTAL FOR CCTV WORKS | 0 | SUBTOTAL FOR CCTV WORKS | 0 | SUBTOTAL FOR CCTV WORKS | 0 | SUBTOTAL FOR CCTV WORKS | 0 | SUBTOTAL FOR CCTV WORKS | 0 | SUBTOTAL FOR CCTV WORKS | 0 | SUBTOTAL FOR CCTV WORKS | 0 | SUBTOTAL FOR CCTV WORKS | 0 | SUBTOTAL FOR CCTV WORKS | 0 | SUBTOTAL FOR CCTV WORKS | 0 | SUBTOTAL FOR CCTV WORKS | 0 | SUBTOTAL FOR CCTV WORKS | 0 | SUBTOTAL FOR CCTV WORKS | 0 | SUBTOTAL FOR CCTV WORKS | 0 | SUBTOTAL FOR CCTV WORKS | 0 | SUBTOTAL FOR CCTV WORKS | 0 | SUBTOTAL FOR CCTV WORKS | 0 | SUBTOTAL FOR CCTV WORKS | 0 | SUBTOTAL FOR CCTV WORKS | 0 | SUBTOTAL FOR CCTV WORKS | 0 | SUBTOTAL FOR CCTV WORKS | 0 | SUBTOTAL FOR CCTV WORKS | 0 | SUBTOTAL FOR CCTV WORKS | 0 | SUBTOTAL FOR CCTV WORKS | 0 | SUBTOTAL FOR CCTV WORKS | 0 | SUBTOTAL FOR CCTV WORKS | 0 | SUBTOTAL FOR CCTV WORKS | 0 | SUBTOTAL FOR CCTV WORKS | 0 | SUBTOTAL FOR CCTV WORKS | 0 | SUBTOTAL FOR CCTV WORKS | 0 | SUBTOTAL FOR CCTV WORKS | 0 | SUBTOTAL FOR CCTV WORKS | 0 | SUBTOTAL FOR CCTV WORKS | 0 | SUBTOTAL FOR CCTV WORKS | 0 | SUBTOTAL FOR CCTV WORKS | 0 | SUBTOTAL FOR CCTV WORKS | 0 | SUBTOTAL FOR CCTV WORKS | 0 | SUBTOTAL FOR CCTV WORKS | 0 | SUBTOTAL FOR CCTV WORKS | 0 | SUBTOTAL FOR CCTV WORKS | 0 | SUBTOTAL FOR CCTV WORKS | 0 | SUBTOTAL FOR CCTV WORKS | 0 | SUBTOTAL FOR CCTV WORKS | 0 | SUBTOTAL FOR CCTV WORKS | 0 | SUBTOTAL FOR CCTV WORKS | 0 | SUBTOTAL FOR CCTV WORKS | 0 | SUBTOTAL FOR CCTV WORKS | 0 | SUBTOTAL FOR CCTV WORKS | 0 | SUBTOTAL FOR CCTV WORKS | 0 | SUBTOTAL FOR CCTV WORKS | 0 | SUBTOTAL FOR CCTV WORKS | 0 | SUBTOTAL FOR CCTV WORKS | 0 | SUBTOTAL FOR CCTV WORKS | 0 | SUBTOTAL FOR CCTV WORKS | 0 | SUBTOTAL FOR CCTV WORKS | 0 | SUBTOTAL FOR CCTV WORKS | 0 | SUBTOTAL FOR CCTV WORKS | 0 | SUBTOTAL FOR CCTV WORKS | 0 | SUBTOTAL FOR CCTV WORKS | 0 | SUBTOTAL FOR CCTV WORKS | 0 | SUBTOTAL FOR CCTV WORKS | 0 | SUBTOTAL FOR CCTV WORKS | 0 | SUBTOTAL FOR CCTV WORKS | 0 | SUBTOTAL FOR CCTV WORKS | 0 | SUBTOTAL FOR CCTV WORKS | 0 | SUBTOTAL FOR CCTV WORKS | 0 | SUBTOTAL FOR CCTV WORKS | 0 | SUBTOTAL FOR CCTV WORKS | 0 | SUBTOTAL FOR CCTV WORKS | 0 | SUBTOTAL FOR CCTV WORKS | 0 | SUBTOTAL FOR CCTV WORKS | 0 | SUBTOTAL FOR CCTV WORKS | 0 | SUBTOTAL FOR CCTV WORKS | 0 | SUBTOTAL FOR CCTV WORKS | 0 | SUBTOTAL FOR CCTV WORKS | 0 | SUBTOTAL FOR CCTV WORKS | 0 | SUBTOTAL FOR CCTV WORKS | 0 | SUBTOTAL FOR CCTV WORKS | 0 | SUBTOTAL FOR CCTV WORKS | 0 | SUBTOTAL FOR CCTV WORKS | 0 | SUBTOTAL FOR CCTV WORKS | 0 | SUBTOTAL FOR CCTV WORKS | 0 | SUBTOTAL FOR CCTV WORKS | 0 | SUBTOTAL FOR CCTV WORKS | 0 | SUBTOTAL FOR CCTV WORKS | 0 | SUBTOTAL FOR CCTV WORKS | 0 | SUBTOTAL FOR CCTV WORKS | 0 | SUBTOTAL FOR CCTV WORKS | 0 | SUBTOTAL FOR CCTV WORKS | 0 | SUBTOTAL FOR CCTV WORKS | 0 | SUBTOTAL FOR CCTV WORKS | 0 | SUBTOTAL FOR CCTV WORKS | 0 | SUBTOTAL FOR CCTV WORKS | 0 | SUBTOTAL FOR CCTV WORKS | 0 | SUBTOTAL FOR CCTV WORKS | 0 | SUBTOTAL FOR CCTV WORKS | 0 | SUBTOTAL FOR CCTV WORKS | 0 | SUBTOTAL FOR CCTV WORKS | 0 | SUBTOTAL FOR CCTV WORKS | 0 | SUBTOTAL FOR CCTV WORKS | 0 | SUBTOTAL FOR CCTV WORKS | 0 | SUBTOTAL FOR CCTV WORKS | 0 | SUBTOTAL FOR CCTV WORKS | 0 | SUBTOTAL FOR CCTV WORKS | 0 | SUBTOTAL FOR CCTV WORKS | 0 | SUBTOTAL FOR CCTV WORKS | 0 | SUBTOTAL FOR CCTV WORKS | 0 | SUBTOTAL FOR CCTV WORKS | 0 | SUBTOTAL FOR CCTV WORKS | 0 | SUBTOTAL FOR CCTV WORKS | 0 | SUBTOTAL FOR CCTV WORKS | 0 | SUBTOTAL FOR CCTV WORKS | 0 | SUBTOTAL FOR CCTV WORKS | 0 | SUBTOTAL FOR CCTV WORKS | 0 | SUBTOTAL FOR CCTV WORKS | 0 | SUBTOTAL FOR CCTV WORKS | 0 | SUBTOTAL FOR CCTV WORKS | 0 | SUBTOTAL FOR CCTV WORKS | 0 | SUBTOTAL FOR CCTV WORKS | 0 | SUBTOTAL FOR CCTV WORKS | 0 | SUBTOTAL FOR CCTV WORKS | 0 | SUBTOTAL FOR CCTV WORKS | 0 | SUBTOTAL FOR CCTV WORKS | 0 | SUBTOTAL FOR CCTV WORKS | 0 | SUBTOTAL FOR CCTV WORKS | 0 | SUBTOTAL FOR CCTV WORKS | 0 | SUBTOTAL FOR CCTV WORKS | 0 | SUBTOTAL FOR CCTV WORKS | 0 | SUBTOTAL FOR CCTV WORKS | 0 | SUBTOTAL FOR CCTV WORKS | 0 | SUBTOTAL FOR CCTV WORKS | 0 | SUBTOTAL FOR CCTV WORKS | 0 | SUBTOTAL FOR CCTV WORKS | 0 | SUBTOTAL FOR CCTV WORKS | 0 | SUBTOTAL FOR CCTV WORKS | 0 | SUBTOTAL FOR CCTV WORKS | 0 | SUBTOTAL FOR CCTV WORKS | 0 | SUBTOTAL FOR CCTV WORKS | 0 | SUBTOTAL FOR CCTV WORKS | 0 | SUBTOTAL FOR CCTV WORKS | 0 | SUBTOTAL FOR CCTV WORKS | 0 | SUBTOTAL FOR CCTV WORKS | 0 | SUBTOTAL FOR CCTV WORKS | 0 | SUBTOTAL FOR CCTV WORKS | 0 | SUBTOTAL FOR CCTV WORKS | 0 | SUBTOTAL FOR CCTV WORKS | 0 | SUBTOTAL FOR CCTV WORKS | 0 | SUBTOTAL FOR CCTV WORKS | 0 | SUBTOTAL FOR CCTV WORKS | 0 | SUBTOTAL FOR CCTV WORKS | 0 | SUBTOTAL FOR CCTV WORKS | 0 | SUBTOTAL FOR CCTV WORKS | 0 | SUBTOTAL FOR CCTV WORKS | 0 | SUBTOTAL FOR CCTV WORKS | 0 | SUBTOTAL FOR CCTV WORKS | 0 | SUBTOTAL FOR CCTV WORKS | 0 | SUBTOTAL FOR CCTV WORKS | 0 | SUBTOTAL FOR CCTV WORKS | 0 | SUBTOTAL FOR CCTV WORKS | 0 | SUBTOTAL FOR CCTV WORKS | 0 | SUBTOTAL FOR CCTV WORKS | 0 | SUBTOTAL FOR CCTV WORKS | 0 | SUBTOTAL FOR CCTV WORKS | 0 | SUBTOTAL FOR CCTV WORKS | 0 | SUBTOTAL FOR CCTV WORKS | 0 | SUBTOTAL FOR CCTV WORKS | 0 | SUBTOTAL FOR CCTV WORKS | 0 | SUBTOTAL FOR CCTV WORKS | 0 | SUBTOTAL FOR CCTV WORKS | 0 | SUBTOTAL FOR CCTV WORKS | 0 | SUBTOTAL FOR CCTV WORKS | 0 | SUBTOTAL FOR CCTV WORKS | 0 | SUBTOTAL FOR CCTV WORKS | 0 | SUBTOTAL FOR CCTV WORKS | 0 | SUBTOTAL FOR CCTV WORKS | 0 | SUBTOTAL FOR CCTV WORKS | 0 | SUBTOTAL FOR CCTV WORKS | 0 | SUBTOTAL FOR CCTV WORKS | 0 | SUBTOTAL FOR CCTV WORKS | 0 | SUBTOTAL FOR CCTV WORKS | 0 | SUBTOTAL FOR CCTV WORKS | 0 | SUBTOTAL FOR CCTV WORKS | 0 | SUBTOTAL FOR CCTV WORKS | 0 | SUBTOTAL FOR CCTV WORKS | 0 | SUBTOTAL FOR CCTV WORKS | 0 | SUBTOTAL FOR CCTV WORKS | 0 | SUBTOTAL FOR CCTV WORKS | 0 | SUBTOTAL FOR CCTV WORKS | 0 | SUBTOTAL FOR CCTV WORKS | 0 | SUBTOTAL FOR CCTV WORKS | 0 | SUBTOTAL FOR CCTV WORKS | 0 | SUBTOTAL FOR CCTV WORKS | 0 | SUBTOTAL FOR CCTV WORKS | 0 | SUBTOTAL FOR CCTV WORKS | 0 | SUBTOTAL FOR CCTV WORKS | 0 | SUBTOTAL FOR CCTV WORKS | 0 | SUBTOTAL FOR CCTV WORKS | 0 | SUBTOTAL FOR CCTV WORKS | 0 | SUBTOTAL FOR CCTV WORKS | 0 | SUBTOTAL FOR CCTV WORKS | 0 | SUBTOTAL FOR CCTV WORKS | 0 | SUBTOTAL FOR CCTV WORKS | 0 | SUBTOTAL FOR CCTV WORKS | 0 | SUBTOTAL FOR CCTV WORKS | 0 | SUBTOTAL FOR CCTV WORKS | 0 | SUBTOTAL FOR CCTV WORKS | 0 | SUBTOTAL FOR CCTV WORKS | 0 | SUBTOTAL FOR CCTV WORKS | 0 | SUBTOTAL FOR CCTV WORKS | 0 | SUBTOTAL FOR CCTV WORKS | 0 | SUBTOTAL FOR CCTV WORKS | 0 | SUBTOTAL FOR CCTV WORKS | 0 | SUBTOTAL FOR CCTV WORKS | 0 | SUBTOTAL FOR CCTV WORKS | 0 | SUBTOTAL FOR CCTV WORKS | 0 | SUBTOTAL FOR CCTV WORKS | 0 | SUBTOTAL FOR CCTV WORKS | 0 | SUBTOTAL FOR CCTV WORKS | 0 | SUBTOTAL FOR CCTV WORKS | 0 | SUBTOTAL FOR CCTV WORKS | 0 | SUBTOTAL FOR CCTV WORKS | 0 | SUBTOTAL FOR CCTV WORKS | 0 | SUBTOTAL FOR CCTV WORKS | 0 | SUBTOTAL FOR CCTV WORKS | 0 | SUBTOTAL FOR CCTV WORKS | 0 | SUBTOTAL FOR CCTV WORKS | 0 | SUBTOTAL FOR CCTV WORKS | 0 | SUBTOTAL FOR CCTV WORKS | 0 | SUBTOTAL FOR CCTV WORKS | 0 | SUBTOTAL FOR CCTV WORKS | 0 | SUBTOTAL FOR CCTV WORKS | 0 | SUBTOTAL FOR CCTV WORKS | 0 | SUBTOTAL FOR CCTV WORKS | 0 | SUBTOTAL FOR CCTV WORKS | 0 | SUBTOTAL FOR CCTV WORKS | 0 | SUBTOTAL FOR CCTV WORKS | 0 | SUBTOTAL FOR CCTV WORKS | 0 | SUBTOTAL FOR CCTV WORKS | 0 | SUBTOTAL FOR CCTV WORKS | 0 | SUBTOTAL FOR CCTV WORKS | 0 | SUBTOTAL FOR CCTV WORKS | 0 | SUBTOTAL FOR CCTV WORKS | 0 | SUBTOTAL FOR CCTV WORKS | 0 | SUBTOTAL FOR CCTV WORKS | 0 | SUBTOTAL FOR CCTV WORKS | 0 | SUBTOTAL FOR CCTV WORKS | 0 | SUBTOTAL FOR CCTV WORKS | 0 | SUBTOTAL FOR CCTV WORKS | 0 | SUBTOTAL FOR CCTV WORKS | 0 | SUBTOTAL FOR CCTV WORKS | 0 | SUBTOTAL FOR CCTV WORKS | 0 | SUBTOTAL FOR CCTV WORKS | 0 | SUBTOTAL FOR CCTV WORKS | 0 | SUBTOTAL FOR CCTV WORKS | 0 | SUBTOTAL FOR CCTV WORKS | 0 | SUBTOTAL FOR CCTV WORKS | 0 | SUBTOTAL FOR CCTV WORKS | 0 | SUBTOTAL FOR CCTV WORKS | 0 | SUBTOTAL FOR CCTV WORKS | 0 | SUBTOTAL FOR CCTV WORKS | 0 | SUBTOTAL FOR CCTV WORKS | 0 | SUBTOTAL FOR CCTV WORKS | 0 | SUBTOTAL FOR CCTV WORKS | 0 | SUBTOTAL FOR CCTV WORKS | 0 | SUBTOTAL FOR CCTV WORKS | 0 | SUBTOTAL FOR CCTV WORKS | 0 | SUBTOTAL FOR CCTV WORKS | 0 | SUBTOTAL FOR CCTV WORKS | 0 | SUBTOTAL FOR CCTV WORKS | 0 | SUBTOTAL FOR CCTV WORKS | 0 | SUBTOTAL FOR CCTV WORKS | 0 | SUBTOTAL FOR CCTV WORKS | 0 | SUBTOTAL FOR CCTV WORKS | 0 | SUBTOTAL FOR CCTV WORKS | 0 | SUBTOTAL FOR CCTV WORKS | 0 | SUBTOTAL FOR CCTV WORKS | 0 | SUBTOTAL FOR CCTV WORKS | 0 | SUBTOTAL FOR CCTV WORKS | 0 | SUBTOTAL FOR CCTV WORKS | 0 | SUBTOTAL FOR CCTV WORKS | 0 | SUBTOTAL FOR CCTV WORKS | 0 | SUBTOTAL FOR CCTV WORKS | 0 | SUBTOTAL FOR CCTV WORKS | 0 | SUBTOTAL FOR CCTV WORKS | 0 | SUBTOTAL FOR CCTV WORKS | 0 | SUBTOTAL FOR CCTV WORKS | 0 | SUBTOTAL FOR CCTV WORKS | 0 | SUBTOTAL FOR CCTV WORKS | 0 | SUBTOTAL FOR CCTV WORKS | 0 | SUBTOTAL FOR CCTV WORKS | 0 | SUBTOTAL FOR CCTV WORKS | 0 | SUBTOTAL FOR CCTV WORKS | 0 | SUBTOTAL FOR CCTV WORKS | 0 | SUBTOTAL FOR CCTV WORKS | 0 | SUBTOTAL FOR CCTV WORKS | 0 | SUBTOTAL FOR CCTV WORKS | 0 | SUBTOTAL FOR CCTV WORKS | 0 | SUBTOTAL FOR CCTV WORKS | 0 | SUBTOTAL FOR CCTV WORKS | 0 | SUBTOTAL FOR CCTV WORKS | 0 | SUBTOTAL FOR CCTV WORKS | 0 | SUBTOTAL FOR CCTV WORKS | 0 | SUBTOTAL FOR CCTV WORKS | 0 | SUBTOTAL FOR CCTV WORKS | 0 | SUBTOTAL FOR CCTV WORKS | 0 | SUBTOTAL FOR CCTV WORKS | 0 | SUBTOTAL FOR CCTV WORKS | 0 | SUBTOTAL FOR CCTV WORKS | 0 | SUBTOTAL FOR CCTV WORKS | 0 | SUBTOTAL FOR CCTV WORKS | 0 | SUBTOTAL FOR CCTV WORKS | 0 | SUBTOTAL FOR CCTV WORKS | 0 | SUBTOTAL FOR CCTV WORKS | 0 | SUBTOTAL FOR CCTV WORKS | 0 | SUBTOTAL FOR CCTV WORKS | 0 | SUBTOTAL FOR CCTV WORKS | 0 | SUBTOTAL FOR CCTV WORKS | 0 | SUBTOTAL FOR CCTV WORKS | 0 | SUBTOTAL FOR CCTV WORKS | 0 | SUBTOTAL FOR CCTV WORKS | 0 | SUBTOTAL FOR CCTV WORKS | 0 | SUBTOTAL FOR CCTV WORKS | 0 | SUBTOTAL FOR CCTV WORKS | 0 | SUBTOTAL FOR CCTV WORKS | 0 | SUBTOTAL FOR CCTV WORKS | 0 | SUBTOTAL FOR CCTV WORKS | 0 | SUBTOTAL FOR CCTV WORKS | 0 | SUBTOTAL FOR CCTV WORKS | 0 | SUBTOTAL FOR CCTV WORKS | 0 | SUBTOTAL FOR CCTV WORKS | 0 | SUBTOTAL FOR CCTV WORKS | 0 | SUBTOTAL FOR CCTV WORKS | 0 | SUBTOTAL FOR CCTV WORKS | 0 | SUBTOTAL FOR CCTV WORKS | 0 | SUBTOTAL FOR CCTV WORKS | 0 | SUBTOTAL FOR CCTV WORKS | 0 | SUBTOTAL FOR CCTV WORKS | 0 | SUBTOTAL FOR CCTV WORKS | 0 | SUBTOTAL FOR CCTV WORKS | 0 | SUBTOTAL FOR CCTV WORKS | 0 | SUBTOTAL FOR CCTV WORKS | 0 | SUBTOTAL FOR CCTV WORKS | 0 | SUBTOTAL FOR CCTV WORKS | 0 | SUBTOTAL FOR CCTV WORKS | 0 | SUBTOTAL FOR CCTV WORKS | 0 | SUBTOTAL FOR CCTV WORKS | 0 | SUBTOTAL FOR CCTV WORKS | 0 | SUBTOTAL FOR CCTV WORKS | 0 | SUBTOTAL FOR CCTV WORKS | 0 | SUBTOTAL FOR CCTV WORKS | 0 | SUBTOTAL FOR CCTV WORKS | 0 | SUBTOTAL FOR CCTV WORKS | 0 | SUBTOTAL FOR CCTV WORKS | 0 | SUBTOTAL FOR CCTV WORKS | 0 | SUBTOTAL FOR CCTV WORKS | 0 | SUBTOTAL FOR CCTV WORKS | 0 | SUBTOTAL FOR CCTV WORKS | 0 | SUBTOTAL FOR CCTV WORKS | 0 | SUBTOTAL FOR CCTV WORKS | 0 | SUBTOTAL FOR CCTV WORKS | 0 | SUBTOTAL FOR CCTV WORKS | 0 | SUBTOTAL FOR CCTV WORKS | 0 | SUBTOTAL FOR CCTV WORKS | 0 | SUBTOTAL FOR CCTV WORKS | 0 | SUBTOTAL FOR CCTV WORKS | 0 | SUBTOTAL FOR CCTV WORKS | 0 | SUBTOTAL FOR CCTV WORKS | 0 | SUBTOTAL FOR CCTV WORKS | 0 | SUBTOTAL FOR CCTV WORKS | 0 | SUBTOTAL FOR CCTV WORKS | 0 | SUBTOTAL FOR CCTV WORKS | 0 | SUBTOTAL FOR CCTV WORKS | 0 | SUBTOTAL FOR CCTV WORKS | 0 | SUBTOTAL FOR CCTV WORKS | 0 | SUBTOTAL FOR CCTV WORKS | 0 | SUBTOTAL FOR CCTV WORKS | 0 | SUBTOTAL FOR CCTV WORKS | 0 | SUBTOTAL FOR CCTV WORKS | 0 | SUBTOTAL FOR CCTV WORKS | 0 | SUBTOTAL FOR CCTV WORKS | 0 | SUBTOTAL FOR CCTV WORKS | 0 | SUBTOTAL FOR CCTV WORKS | 0 | SUBTOTAL FOR CCTV WORKS | 0 | SUBTOTAL FOR CCTV WORKS | 0 | SUBTOTAL FOR CCTV WORKS | 0 | SUBTOTAL FOR CCTV WORKS | 0 | SUBTOTAL FOR CCTV WORKS | 0 | SUBTOTAL FOR CCTV WORKS | 0 | SUBTOTAL FOR CCTV WORKS | 0 | SUBTOTAL FOR CCTV WORKS | 0 | SUBTOTAL FOR CCTV WORKS | 0 | SUBTOTAL FOR CCTV WORKS | 0 | SUBTOTAL FOR CCTV WORKS | 0 | SUBTOTAL FOR CCTV WORKS | 0 | SUBTOTAL FOR CCTV WORKS | 0 | SUBTOTAL FOR CCTV WORKS | 0 | SUBTOTAL FOR CCTV WORKS | 0 | SUBTOTAL FOR CCTV WORKS | 0 | SUBTOTAL FOR CCTV WORKS | 0 | SUBTOTAL FOR CCTV WORKS | 0 | SUBTOTAL FOR CCTV WORKS | 0 | SUBTOTAL FOR CCTV WORKS | 0 | SUBTOTAL FOR CCTV WORKS | 0 | SUBTOTAL FOR CCTV WORKS | 0 | SUBTOTAL FOR CCTV WORKS | 0 | SUBTOTAL FOR CCTV WORKS | 0 | SUBTOTAL FOR CCTV WORKS | 0 | SUBTOTAL FOR CCTV WORKS | 0 | SUBTOTAL FOR CCTV WORKS | 0 | SUBTOTAL FOR CCTV WORKS | 0 | SUBTOTAL FOR CCTV WORKS | 0 | SUBTOTAL FOR CCTV WORKS | 0 | SUBTOTAL FOR CCTV WORKS | 0 | SUBTOTAL FOR CCTV WORKS | 0 | SUBTOTAL FOR CCTV WORKS | 0 | SUBTOTAL FOR CCTV WORKS | 0 | SUBTOTAL FOR CCTV WORKS | 0 | SUBTOTAL FOR CCTV WORKS | 0 | SUBTOTAL FOR CCTV WORKS | 0 | SUBTOTAL FOR CCTV WORKS | 0 | SUBTOTAL FOR CCTV WORKS | 0 | SUBTOTAL FOR CCTV WORKS | 0 | SUBTOTAL FOR CCTV WORKS | 0 | SUBTOTAL FOR CCTV WORKS | 0 | SUBTOTAL FOR CCTV WORKS | 0 | SUBTOTAL FOR CCTV WORKS | 0 | SUBTOTAL FOR CCTV WORKS | 0 | SUBTOTAL FOR CCTV WORKS | 0 | SUBTOTAL FOR CCTV WORKS | 0 | SUBTOTAL FOR CCTV WORKS | 0 | SUBTOTAL FOR CCTV WORKS | 0 | SUBTOTAL FOR CCTV WORKS | 0 | SUBTOTAL FOR CCTV WORKS | 0 | SUBTOTAL FOR CCTV WORKS | 0 | SUBTOTAL FOR CCTV WORKS | 0 | SUBTOTAL FOR CCTV WORKS | 0 | SUBTOTAL FOR CCTV WORKS | 0 | SUBTOTAL FOR CCTV WORKS | 0 | SUBTOTAL FOR CCTV WORKS | 0 | SUBTOTAL FOR CCTV WORKS | 0 | SUBTOTAL FOR CCTV WORKS | 0 | SUBTOTAL FOR CCTV WORKS | 0 | SUBTOTAL FOR CCTV WORKS | 0 | SUBTOTAL FOR CCTV WORKS | 0 | SUBTOTAL FOR CCTV WORKS | 0 | SUBTOTAL FOR CCTV WORKS | 0 | SUBTOTAL FOR CCTV WORKS | 0 | SUBTOTAL FOR CCTV WORKS | 0 | SUBTOTAL FOR CCTV WORKS | 0 | SUBTOTAL FOR CCTV WORKS | 0 | SUBTOTAL FOR CCTV WORKS | 0 | SUBTOTAL FOR CCTV WORKS | 0 | SUBTOTAL FOR CCTV WORKS | 0 | SUBTOTAL FOR CCTV WORKS | 0 | SUBTOTAL FOR CCTV WORKS | 0 | SUBTOTAL FOR CCTV WORKS | 0 | SUBTOTAL FOR CCTV WORKS | 0 | SUBTOTAL FOR CCTV WORKS | 0 | SUBTOTAL FOR CCTV WORKS | 0 | SUBTOTAL FOR CCTV WORKS | 0 | SUBTOTAL FOR CCTV WORKS | 0 | SUBTOTAL FOR CCTV WORKS | 0 | SUBTOTAL FOR CCTV WORKS | 0 | SUBTOTAL FOR CCTV WORKS | 0 | SUBTOTAL FOR CCTV WORKS | 0 | SUBTOTAL FOR CCTV WORKS | 0 | SUBTOTAL FOR CCTV WORKS | 0 | SUBTOTAL FOR CCTV WORKS | 0 | SUBTOTAL FOR CCTV WORKS | 0 | SUBTOTAL FOR CCTV WORKS | 0 | SUBTOTAL FOR CCTV WORKS | 0 | SUBTOTAL FOR CCTV WORKS | 0 | SUBTOTAL FOR CCTV WORKS | 0 | SUBTOTAL FOR CCTV WORKS | 0 | SUBTOTAL FOR CCTV WORKS | 0 | SUBTOTAL FOR CCTV WORKS | 0 | SUBTOTAL FOR CCTV WORKS | 0 | SUBTOTAL FOR CCTV WORKS | 0 | SUBTOTAL FOR CCTV WORKS | 0 | SUBTOTAL FOR CCTV WORKS | 0 | SUBTOTAL FOR CCTV WORKS | 0 | SUBTOTAL FOR CCTV WORKS | 0 | SUBTOTAL FOR CCTV WORKS | 0 | SUBTOTAL FOR CCTV WORKS | 0 | SUBTOTAL FOR CCTV WORKS | 0 | SUBTOTAL FOR CCTV WORKS | 0 | SUBTOTAL FOR CCTV WORKS | 0 | SUBTOTAL FOR CCTV WORKS | 0 | SUBTOTAL FOR CCTV WORKS | 0 | SUBTOTAL FOR CCTV WORKS | 0 | SUBTOTAL FOR CCTV WORKS | 0 | SUBTOTAL FOR CCTV WORKS | 0 | SUBTOTAL FOR CCTV WORKS | 0 | SUBTOTAL FOR CCTV WORKS | 0 | SUBTOTAL FOR CCTV WORKS | 0 | SUBTOTAL FOR CCTV WORKS | 0 | SUBTOTAL FOR CCTV WORKS | 0 | SUBTOTAL FOR CCTV WORKS | 0 | SUBTOTAL FOR CCTV WORKS | 0 | SUBTOTAL FOR CCTV WORKS | 0 | SUBTOTAL FOR CCTV WORKS | 0 | SUBTOTAL FOR CCTV WORKS | 0 | SUBTOTAL FOR CCTV WORKS | 0 | SUBTOTAL FOR CCTV WORKS | 0 | SUBTOTAL FOR CCTV WORKS | 0 | SUBTOTAL FOR CCTV WORKS | 0 | SUBTOTAL FOR CCTV WORKS | 0 | SUBTOTAL FOR CCTV WORKS | 0 | SUBTOTAL FOR CCTV WORKS | 0 | SUBTOTAL FOR CCTV WORKS | 0 | SUBTOTAL FOR CCTV WORKS | 0 | SUBTOTAL FOR CCTV WORKS | 0 | SUBTOTAL FOR CCTV WORKS | 0 | SUBTOTAL FOR CCTV WORKS | 0 | SUBTOTAL FOR CCTV WORKS | 0 | SUBTOTAL FOR CCTV WORKS | 0 | SUBTOTAL FOR CCTV WORKS | 0 | SUBTOTAL FOR CCTV WORKS | 0 | SUBTOTAL FOR CCTV WORKS | 0 | SUBTOTAL FOR CCTV WORKS | 0 | SUBTOTAL FOR CCTV WORKS | 0 | SUBTOTAL FOR CCTV WORKS | 0 | SUBTOTAL FOR CCTV WORKS | 0 | SUBTOTAL FOR CCTV WORKS | 0 | SUBTOTAL FOR CCTV WORKS | 0 | SUBTOTAL FOR CCTV WORKS | 0 | SUBTOTAL FOR CCTV WORKS | 0 | SUBTOTAL FOR CCTV WORKS | 0 | SUBTOTAL FOR CCTV WORKS | 0 | SUBTOTAL FOR CCTV WORKS | 0 | SUBTOTAL FOR CCTV WORKS | 0 | SUBTOTAL FOR CCTV WORKS | 0 | SUBTOTAL FOR CCTV WORKS | 0 | SUBTOTAL FOR CCTV WORKS | 0 | SUBTOTAL FOR CCTV WORKS | 0 | SUBTOTAL FOR CCTV WORKS | 0 | SUBTOTAL FOR CCTV WORKS | 0 | SUBTOTAL FOR CCTV WORKS | 0 | SUBTOTAL FOR CCTV WORKS | 0 | SUBTOTAL FOR CCTV WORKS | 0 | SUBTOTAL FOR CCTV WORKS | 0 | SUBTOTAL FOR CCTV WORKS | 0 | SUBTOTAL FOR CCTV WORKS | 0 | SUBTOTAL FOR CCTV WORKS | 0 | SUBTOTAL FOR CCTV WORKS | 0 | SUBTOTAL FOR CCTV WORKS | 0 | SUBTOTAL FOR CCTV WORKS | 0 | SUBTOTAL FOR CCTV WORKS | 0 | SUBTOTAL FOR CCTV WORKS | 0 | SUBTOTAL FOR CCTV WORKS | 0 | SUBTOTAL FOR CCTV WORKS | 0 | SUBTOTAL FOR CCTV WORKS | 0 | SUBTOTAL FOR CCTV WORKS | 0 | SUBTOTAL FOR CCTV WORKS | 0 | SUBTOTAL FOR CCTV WORKS | 0 | SUBTOTAL FOR CCTV WORKS | 0 | SUBTOTAL FOR CCTV WORKS | 0 | SUBTOTAL FOR CCTV WORKS | 0 | SUBTOTAL FOR CCTV WORKS | 0 | SUBTOTAL FOR CCTV WORKS | 0 | SUBTOTAL FOR CCTV WORKS | 0 | SUBTOTAL FOR CCTV WORKS | 0 | SUBTOTAL FOR CCTV WORKS | 0 | SUBTOTAL FOR CCTV WORKS | 0 | SUBTOTAL FOR CCTV WORKS | 0 | SUBTOTAL FOR CCTV WORKS | 0 | SUBTOTAL FOR CCTV WORKS | 0 | SUBTOTAL FOR CCTV WORKS | 0 | SUBTOTAL FOR CCTV WORKS | 0 | SUBTOTAL FOR CCTV WORKS | 0 | SUBTOTAL FOR CCTV WORKS | 0 | SUBTOTAL FOR CCTV WORKS | 0 | SUBTOTAL FOR CCTV WORKS | 0 | SUBTOTAL FOR CCTV WORKS | 0 | SUBTOTAL FOR CCTV WORKS | 0 | SUBTOTAL FOR CCTV WORKS | 0 | SUBTOTAL FOR CCTV WORKS | 0 | SUBTOTAL FOR CCTV WORKS | 0 | SUBTOTAL FOR CCTV WORKS | 0 | SUBTOTAL FOR CCTV WORKS | 0 | SUBTOTAL FOR CCTV WORKS | 0 | SUBTOTAL FOR CCTV WORKS | 0 | SUBTOTAL FOR CCTV WORKS | 0 | SUBTOTAL FOR CCTV WORKS | 0 | SUBTOTAL FOR CCTV WORKS | 0 | SUBTOTAL FOR CCTV WORKS | 0 | SUBTOTAL FOR CCTV WORKS | 0 | SUBTOTAL FOR CCTV WORKS | 0 | SUBTOTAL FOR CCTV WORKS | 0 | SUBTOTAL FOR CCTV WORKS | 0 | SUBTOTAL FOR CCTV WORKS | 0 | SUBTOTAL FOR CCTV WORKS | 0 | SUBTOTAL FOR CCTV WORKS | 0 | SUBTOTAL FOR CCTV WORKS | 0 | SUBTOTAL FOR CCTV WORKS | 0 | SUBTOTAL FOR CCTV WORKS | 0 | SUBTOTAL FOR CCTV WORKS | 0 | SUBTOTAL FOR CCTV WORKS | 0 | SUBTOTAL FOR CCTV WORKS | 0 | SUBTOTAL FOR CCTV WORKS | 0 | SUBTOTAL FOR CCTV WORKS | 0 | SUBTOTAL FOR CCTV WORKS | 0 | SUBTOTAL FOR CCTV WORKS | 0 | SUBTOTAL FOR CCTV WORKS | 0 | SUBTOTAL FOR CCTV WORKS | 0 | SUBTOTAL FOR CCTV WORKS | 0 | SUBTOTAL FOR CCTV WORKS | 0 | SUBTOTAL FOR CCTV WORKS | 0 | SUBTOTAL FOR CCTV WORKS | 0 | SUBTOTAL FOR CCTV WORKS | 0 | SUBTOTAL FOR CCTV WORKS | 0 | SUBTOTAL FOR CCTV WORKS | 0 | SUBTOTAL FOR CCTV WORKS | 0 | SUBTOTAL FOR CCTV WORKS | 0 | SUBTOTAL FOR CCTV WORKS | 0 | SUBTOTAL FOR CCTV WORKS | 0 | SUBTOTAL FOR CCTV WORKS | 0 | SUBTOTAL FOR CCTV WORKS | 0 | SUBTOTAL FOR CCTV WORKS | 0 | SUBTOTAL FOR CCTV WORKS | 0 | SUBTOTAL FOR CCTV WORKS | 0 | SUBTOTAL FOR CCTV WORKS | 0 | SUBTOTAL FOR CCTV WORKS | 0 | SUBTOTAL FOR CCTV WORKS | 0 | SUBTOTAL FOR CCTV WORKS | 0 | SUBTOTAL FOR CCTV WORKS | 0 | SUBTOTAL FOR CCTV WORKS | 0 | SUBTOTAL FOR CCTV WORKS | 0 | SUBTOTAL FOR CCTV WORKS | 0 | SUBTOTAL FOR CCTV WORKS | 0 | SUBTOTAL FOR CCTV WORKS | 0 | SUBTOTAL FOR CCTV WORKS | 0 | SUBTOTAL FOR CCTV WORKS | 0 | SUBTOTAL FOR CCTV WORKS | 0 | SUBTOTAL FOR CCTV WORKS | 0 | SUBTOTAL FOR CCTV WORKS | 0 | SUBTOTAL FOR CCTV WORKS | 0 | SUBTOTAL FOR CCTV WORKS | 0 | SUBTOTAL FOR CCTV WORKS | 0 | SUBTOTAL FOR CCTV WORKS | 0 | SUBTOTAL FOR CCTV WORKS | 0 | SUBTOTAL FOR CCTV WORKS | 0 | SUBTOTAL FOR CCTV WORKS | 0 | SUBTOTAL FOR CCTV WORKS | 0 | SUBTOTAL FOR CCTV WORKS | 0 | SUBTOTAL FOR CCTV WORKS | 0 | SUBTOTAL FOR CCTV WORKS | 0 | SUBTOTAL FOR CCTV WORKS | 0 | SUBTOTAL FOR CCTV WORKS | 0 | SUBTOTAL FOR CCTV WORKS | 0 | SUBTOTAL FOR CCTV WORKS | 0 | SUBTOTAL FOR CCTV WORKS | 0 | SUBTOTAL FOR CCTV WORKS | 0 | SUBTOTAL FOR CCTV WORKS | 0 | SUBTOTAL FOR CCTV WORKS | 0 | SUBTOTAL FOR CCTV WORKS | 0 | SUBTOTAL FOR CCTV WORKS | 0 | SUBTOTAL FOR CCTV WORKS | 0 | SUBTOTAL FOR CCTV WORKS | 0 | SUBTOTAL FOR CCTV WORKS | 0 | SUBTOTAL FOR CCTV WORKS | 0 | SUBTOTAL FOR CCTV WORKS | 0 | SUBTOTAL FOR CCTV WORKS | 0 | SUBTOTAL FOR CCTV WORKS | 0 | SUBTOTAL FOR CCTV WORKS | 0 | SUBTOTAL FOR CCTV WORKS | 0 | SUBTOTAL FOR CCTV WORKS | 0 | SUBTOTAL FOR CCTV WORKS | 0 | SUBTOTAL FOR CCTV WORKS | 0 | SUBTOTAL FOR CCTV WORKS | 0 | SUBTOTAL FOR CCTV WORKS | 0 | SUBTOTAL FOR CCTV WORKS | 0 | SUBTOTAL FOR CCTV WORKS | 0 | SUBTOTAL FOR CCTV WORKS | 0 | SUBTOTAL FOR CCTV WORKS | 0 | SUBTOTAL FOR CCTV WORKS | 0 | SUBTOTAL FOR CCTV WORKS | 0 | SUBTOTAL FOR CCTV WORKS | 0 | SUBTOTAL FOR CCTV WORKS | 0 | SUBTOTAL FOR CCTV WORKS | 0 | SUBTOTAL FOR CCTV WORKS | 0 | SUBTOTAL FOR CCTV WORKS | 0 | SUBTOTAL FOR CCTV WORKS | 0 | SUBTOTAL FOR CCTV WORKS | 0 | SUBTOTAL FOR CCTV WORKS | 0 | SUBTOTAL FOR CCTV WORKS | 0 | SUBTOTAL FOR CCTV WORKS | 0 | SUBTOTAL FOR CCTV WORKS | 0 | SUBTOTAL FOR CCTV WORKS | 0 | SUBTOTAL FOR CCTV WORKS | 0 | SUBTOTAL FOR CCTV WORKS | 0 | SUBTOTAL FOR CCTV WORKS | 0 | SUBTOTAL FOR CCTV WORKS | 0 | SUBTOTAL FOR CCTV WORKS | 0 | SUBTOTAL FOR CCTV WORKS | 0 | SUBTOTAL FOR CCTV WORKS | 0 | SUBTOTAL FOR CCTV WORKS | 0 | SUBTOTAL FOR CCTV WORKS | 0 | SUBTOTAL FOR CCTV WORKS | 0 | SUBTOTAL FOR CCTV WORKS | 0 | SUBTOTAL FOR CCTV WORKS | 0 | SUBTOTAL FOR CCTV WORKS | 0 | SUBTOTAL FOR CCTV WORKS | 0 | SUBTOTAL FOR CCTV WORKS | 0 | SUBTOTAL FOR CCTV WORKS | 0 | SUBTOTAL FOR CCTV WORKS | 0 | SUBTOTAL FOR CCTV WORKS | 0 | SUBTOTAL FOR CCTV WORKS | 0 | SUBTOTAL FOR CCTV WORKS | 0 | SUBTOTAL FOR CCTV WORKS | 0 | SUBTOTAL FOR CCTV WORKS | 0 | SUBTOTAL FOR CCTV WORKS | 0 | SUBTOTAL FOR CCTV WORKS | 0 | SUBTOTAL FOR CCTV WORKS | 0 | SUBTOTAL FOR CCTV WORKS | 0 | SUBTOTAL FOR CCTV WORKS | 0 | SUBTOTAL FOR CCTV WORKS | 0 | SUBTOTAL FOR CCTV WORKS | 0 | SUBTOTAL FOR CCTV WORKS | 0 | SUBTOTAL FOR CCTV WORKS | 0 | SUBTOTAL FOR CCTV WORKS | 0 | SUBTOTAL FOR CCTV WORKS | 0 | SUBTOTAL FOR CCTV WORKS | 0 | SUBTOTAL FOR CCTV WORKS | 0 | SUBTOTAL FOR CCTV WORKS | 0 | SUBTOTAL FOR CCTV WORKS | 0 | SUBTOTAL FOR CCTV WORKS | 0 | SUBTOTAL FOR CCTV WORKS | 0 | SUBTOTAL FOR CCTV WORKS | 0 | SUBTOTAL FOR CCTV WORKS | 0 | SUBTOTAL FOR CCTV WORKS | 0 | SUBTOTAL FOR CCTV WORKS | 0 | SUBTOTAL FOR CCTV WORKS | 0 | SUBTOTAL FOR CCTV WORKS | 0 | SUBTOTAL FOR CCTV WORKS | 0 | SUBTOTAL FOR CCTV WORKS | 0 | SUBTOTAL FOR CCTV WORKS | 0 | SUBTOTAL FOR CCTV WORKS | 0 | SUBTOTAL FOR CCTV WORKS | 0 | SUBTOTAL FOR CCTV WORKS | 0 | SUBTOTAL FOR CCTV WORKS | 0 | SUBTOTAL FOR CCTV WORKS | 0 | SUBTOTAL FOR CCTV WORKS | 0 | SUBTOTAL FOR CCTV WORKS | 0 | SUBTOTAL FOR CCTV WORKS | 0 | SUBTOTAL FOR CCTV WORKS | 0 | SUBTOTAL FOR CCTV WORKS | 0 | SUBTOTAL FOR CCTV WORKS | 0 | SUBTOTAL FOR CCTV WORKS | 0 | SUBTOTAL FOR CCTV WORKS | 0 | SUBTOTAL FOR CCTV WORKS | 0 | SUBTOTAL FOR CCTV WORKS | 0 | SUBTOTAL FOR CCTV WORKS | 0 | SUBTOTAL FOR CCTV WORKS | 0 | SUBTOTAL FOR CCTV WORKS | 0 | SUBTOTAL FOR CCTV WORKS | 0 | SUBTOTAL FOR CCTV WORKS | 0 | SUBTOTAL FOR CCTV WORKS | 0 | SUBTOTAL FOR CCTV WORKS | 0 | SUBTOTAL FOR CCTV WORKS | 0 | SUBTOTAL FOR CCTV WORKS | 0 | SUBTOTAL FOR CCTV WORKS | 0 | SUBTOTAL FOR CCTV WORKS | 0 | SUBTOTAL FOR CCTV WORKS | 0 | SUBTOTAL FOR CCTV WORKS | 0 | SUBTOTAL FOR CCTV WORKS | 0 | SUBTOTAL FOR CCTV WORKS | 0 | SUBTOTAL FOR CCTV WORKS | 0 | SUBTOTAL FOR CCTV WORKS | 0 | SUBTOTAL FOR CCTV WORKS | 0 | SUBTOTAL FOR CCTV WORKS | 0 | SUBTOTAL FOR CCTV WORKS | 0 | SUBTOTAL FOR CCTV WORKS | 0 | SUBTOTAL FOR CCTV WORKS | 0 | SUBTOTAL FOR CCTV WORKS | 0 | SUBTOTAL FOR CCTV WORKS | 0 | SUBTOTAL FOR CCTV WORKS | 0 | SUBTOTAL FOR CCTV WORKS | 0 | SUBTOTAL FOR CCTV WORKS | 0 | SUBTOTAL FOR CCTV WORKS | 0 | SUBTOTAL FOR CCTV WORKS | 0 | SUBTOTAL FOR CCTV WORKS | 0 | SUBTOTAL FOR CCTV WORKS | 0 | SUBTOTAL FOR CCTV WORKS | 0 | SUBTOTAL FOR CCTV WORKS | 0 | SUBTOTAL FOR CCTV WORKS | 0 | SUBTOTAL FOR CCTV WORKS | 0 | SUBTOTAL FOR CCTV WORKS | 0 | SUBTOTAL FOR CCTV WORKS | 0 | SUBTOTAL FOR CCTV WORKS | 0 | SUBTOTAL FOR CCTV WORKS | 0 | SUBTOTAL FOR CCTV WORKS | 0 | SUBTOTAL FOR CCTV WORKS | 0 | SUBTOTAL FOR CCTV WORKS | 0 | SUBTOTAL FOR CCTV WORKS | 0 | SUBTOTAL FOR CCTV WORKS | 0 | SUBTOTAL FOR CCTV WORKS | 0 | SUBTOTAL FOR CCTV WORKS | 0 | SUBTOTAL FOR CCTV WORKS | 0 | SUBTOTAL FOR CCTV WORKS | 0 | SUBTOTAL FOR CCTV WORKS | 0 | SUBTOTAL FOR CCTV WORKS | 0 | SUBTOTAL FOR CCTV WORKS | 0 | SUBTOTAL FOR CCTV WORKS | 0 | SUBTOTAL FOR CCTV WORKS | 0 | SUBTOTAL FOR CCTV WORKS | 0 | SUBTOTAL FOR CCTV WORKS | 0 | SUBTOTAL FOR CCTV WORKS | 0 | SUBTOTAL FOR CCTV WORKS | 0 | SUBTOTAL FOR CCTV WORKS | 0 | SUBTOTAL FOR CCTV WORKS | 0 | SUBTOTAL FOR CCTV WORKS | 0 | SUBTOTAL FOR CCTV WORKS | 0 | SUBTOTAL FOR CCTV WORKS | 0 | SUBTOTAL FOR CCTV WORKS | 0 | SUBTOTAL FOR CCTV WORKS | 0 | SUBTOTAL FOR CCTV WORKS | 0 | SUBTOTAL FOR CCTV WORKS | 0 | SUBTOTAL FOR CCTV WORKS | 0 | SUBTOTAL FOR CCTV WORKS | 0 | SUBTOTAL FOR CCTV WORKS | 0 | SUBTOTAL FOR CCTV WORKS | 0 | SUBTOTAL FOR CCTV WORKS | 0 | SUBTOTAL FOR CCTV WORKS | 0 | SUBTOTAL FOR CCTV WORKS | 0 | SUBTOTAL FOR CCTV WORKS | 0 | SUBTOTAL FOR CCTV WORKS | 0 | SUBTOTAL FOR CCTV WORKS | 0 | SUBTOTAL FOR CCTV WORKS | 0 | SUBTOTAL FOR CCTV WORKS | 0 | SUBTOTAL FOR CCTV WORKS | 0 | SUBTOTAL FOR CCTV WORKS | 0 | SUBTOTAL FOR CCTV WORKS | 0 | SUBTOTAL FOR CCTV WORKS | 0 | SUBTOTAL FOR CCTV WORKS | 0 | SUBTOTAL FOR CCTV WORKS | 0 | SUBTOTAL FOR CCTV WORKS | 0 | SUBTOTAL FOR CCTV WORKS | 0 | SUBTOTAL FOR CCTV WORKS | 0 | SUBTOTAL FOR CCTV WORKS | 0 | SUBTOTAL FOR CCTV WORKS | 0 | SUBTOTAL FOR CCTV WORKS | 0 | SUBTOTAL FOR CCTV WORKS | 0 | SUBTOTAL FOR CCTV WORKS | 0 | SUBTOTAL FOR CCTV WORKS | 0 | SUBTOTAL FOR CCTV WORKS | 0 | SUBTOTAL FOR CCTV WORKS | 0 | SUBTOTAL FOR CCTV WORKS | 0 | SUBTOTAL FOR CCTV WORKS | 0 | SUBTOTAL FOR CCTV WORKS | 0 | SUBTOTAL FOR CCTV WORKS | 0 | SUBTOTAL FOR CCTV WORKS | 0 | SUBTOTAL FOR CCTV WORKS | 0 | SUBTOTAL FOR CCTV WORKS | 0 | SUBTOTAL FOR CCTV WORKS | 0 | SUBTOTAL FOR CCTV WORKS | 0 | SUBTOTAL FOR CCTV WORKS | 0 | SUBTOTAL FOR CCTV WORKS | 0 | SUBTOTAL FOR CCTV WORKS | 0 | SUBTOTAL FOR CCTV WORKS | 0 | SUBTOTAL FOR CCTV WORKS | 0 | SUBTOTAL FOR CCTV WORKS | 0 | SUBTOTAL FOR CCTV WORKS | 0 | SUBTOTAL FOR CCTV WORKS | 0 | SUBTOTAL FOR CCTV WORKS | 0 | SUBTOTAL FOR CCTV WORKS | 0 | SUBTOTAL FOR CCTV WORKS | 0 | SUBTOTAL FOR CCTV WORKS | 0 | SUBTOTAL FOR CCTV WORKS | 0 | SUBTOTAL FOR CCTV WORKS | 0 | SUBTOTAL FOR CCTV WORKS | 0 | SUBTOTAL FOR CCTV WORKS | 0 | SUBTOTAL FOR CCTV WORKS | 0 | SUBTOTAL FOR CCTV WORKS | 0 | SUBTOTAL FOR CCTV WORKS | 0 | SUBTOTAL FOR CCTV WORKS | 0 | SUBTOTAL FOR CCTV WORKS | 0 | SUBTOTAL FOR CCTV WORKS | 0 | SUBTOTAL FOR CCTV WORKS | 0 | SUBTOTAL FOR CCTV WORKS | 0 | SUBTOTAL FOR CCTV WORKS | 0 | SUBTOTAL FOR CCTV WORKS | 0 | SUBTOTAL FOR CCTV WORKS | 0 | SUBTOTAL FOR CCTV WORKS | 0 | SUBTOTAL FOR CCTV WORKS | 0 | SUBTOTAL FOR CCTV WORKS | 0 | SUBTOTAL FOR CCTV WORKS | 0 | SUBTOTAL FOR CCTV WORKS | 0 | SUBTOTAL FOR CCTV WORKS | 0 | SUBTOTAL FOR CCTV WORKS | 0 | SUBTOTAL FOR CCTV WORKS | 0 | SUBTOTAL FOR CCTV WORKS | 0 | SUBTOTAL FOR CCTV WORKS | 0 | SUBTOTAL FOR CCTV WORKS | 0 | SUBTOTAL FOR CCTV WORKS | 0 | SUBTOTAL FOR CCTV WORKS | 0 | SUBTOTAL FOR CCTV WORKS | 0 | SUBTOTAL FOR CCTV WORKS | 0 | SUBTOTAL FOR CCTV WORKS | 0 | SUBTOTAL FOR CCTV WORKS | 0 | SUBTOTAL FOR CCTV WORKS | 0 | SUBTOTAL FOR CCTV WORKS | 0 | SUBTOTAL FOR CCTV WORKS | 0 | SUBTOTAL FOR CCTV WORKS | 0 | SUBTOTAL FOR CCTV WORKS | 0 | SUBTOTAL FOR CCTV WORKS | 0 | SUBTOTAL FOR CCTV WORKS | 0 | SUBTOTAL FOR CCTV WORKS | 0 | SUBTOTAL FOR CCTV WORKS | 0 | SUBTOTAL FOR CCTV WORKS | 0 | SUBTOTAL FOR CCTV WORKS | 0 | SUBTOTAL FOR CCTV WORKS | 0 | SUBTOTAL FOR CCTV WORKS | 0 | SUBTOTAL FOR CCTV WORKS | 0 | SUBTOTAL FOR CCTV WORKS | 0 | SUBTOTAL FOR CCTV WORKS | 0 | SUBTOTAL FOR CCTV WORKS | 0 | SUBTOTAL FOR CCTV WORKS | 0 | SUBTOTAL FOR CCTV WORKS | 0 | SUBTOTAL FOR CCTV WORKS | 0 | SUBTOTAL FOR CCTV WORKS | 0 | SUBTOTAL FOR CCTV WORKS | 0 | SUBTOTAL FOR CCTV WORKS | 0 | SUBTOTAL FOR CCTV WORKS | 0 | SUBTOTAL FOR CCTV WORKS | 0 | SUBTOTAL FOR CCTV WORKS | 0 | SUBTOTAL FOR CCTV WORKS | 0 | SUBTOTAL FOR CCTV WORKS | 0 | SUBTOTAL FOR CCTV WORKS | 0 | SUBTOTAL FOR CCTV WORKS | 0 | SUBTOTAL FOR CCTV WORKS | 0 | SUBTOTAL FOR CCTV WORKS | 0 | SUBTOTAL FOR CCTV WORKS | 0 | SUBTOTAL FOR CCTV WORKS | 0 | SUBTOTAL FOR CCTV WORKS | 0 | SUBTOTAL FOR CCTV WORKS | 0 | SUBTOTAL FOR CCTV WORKS | 0 | SUBTOTAL FOR CCTV WORKS | 0 | SUBTOTAL FOR CCTV WORKS | 0 | SUBTOTAL FOR CCTV WORKS | 0 | SUBTOTAL FOR CCTV WORKS | 0 | SUBTOTAL FOR CCTV WORKS | 0 | SUBTOTAL FOR CCTV WORKS | 0 | SUBTOTAL FOR CCTV WORKS | 0 | SUBTOTAL FOR CCTV WORKS | 0 | SUBTOTAL FOR CCTV WORKS | 0 | SUBTOTAL FOR CCTV WORKS | 0 | SUBTOTAL FOR CCTV WORKS | 0 | SUBTOTAL FOR CCTV WORKS | 0 | SUBTOTAL FOR CCTV WORKS | 0 | SUBTOTAL FOR CCTV WORKS | 0 | SUBTOTAL FOR CCTV WORKS | 0 | SUBTOTAL FOR CCTV WORKS | 0 | SUBTOTAL FOR CCTV WORKS | 0 | SUBTOTAL FOR CCTV WORKS | 0 | SUBTOTAL FOR CCTV WORKS | 0 | SUBTOTAL FOR CCTV WORKS | 0 | SUBTOTAL FOR CCTV WORKS | 0 | SUBTOTAL FOR CCTV WORKS | 0 | SUBTOTAL FOR CCTV WORKS | 0 | SUBTOTAL FOR CCTV WORKS | 0 | SUBTOTAL FOR CCTV WORKS | 0 | SUBTOTAL FOR CCTV WORKS | 0 | SUBTOTAL FOR CCTV WORKS | 0 | SUBTOTAL FOR CCTV WORKS | 0 | SUBTOTAL FOR CCTV WORKS | 0 | SUBTOTAL FOR CCTV WORKS | 0 | SUBTOTAL FOR CCTV WORKS | 0 | SUBTOTAL FOR CCTV WORKS | 0 | SUBTOTAL FOR CCTV WORKS | 0 | SUBTOTAL FOR CCTV WORKS | 0 | SUBTOTAL FOR CCTV WORKS | 0 | SUBTOTAL FOR CCTV WORKS | 0 | SUBTOTAL FOR CCTV WORKS | 0 | SUBTOTAL FOR CCTV WORKS | 0 | SUBTOTAL FOR CCTV WORKS | 0 | SUBTOTAL FOR CCTV WORKS | 0 | SUBTOTAL FOR CCTV WORKS | 0 | SUBTOTAL FOR CCTV WORKS | 0 | SUBTOTAL FOR CCTV WORKS | 0 | SUBTOTAL FOR CCTV WORKS | 0 | SUBTOTAL FOR CCTV WORKS | 0 | SUBTOTAL FOR CCTV WORKS | 0 | SUBTOTAL FOR CCTV WORKS | 0 | SUBTOTAL FOR CCTV WORKS | 0 | SUBTOTAL FOR CCTV WORKS | 0 | SUBTOTAL FOR CCTV WORKS | 0 | SUBTOTAL FOR CCTV WORKS | 0 | SUBTOTAL FOR CCTV WORKS | 0 | SUBTOTAL FOR CCTV WORKS | 0 | SUBTOTAL FOR CCTV WORKS | 0 | SUBTOTAL FOR CCTV WORKS | 0 | SUBTOTAL FOR CCTV WORKS | 0 | SUBTOTAL FOR CCTV WORKS | 0 | SUBTOTAL FOR CCTV WORKS | 0 | SUBTOTAL FOR CCTV WORKS | 0 | SUBTOTAL FOR CCTV WORKS | 0 | SUBTOTAL FOR CCTV WORKS | 0 | SUBTOTAL FOR CCTV WORKS | 0 | SUBTOTAL FOR CCTV WORKS | 0 | SUBTOTAL FOR CCTV WORKS | 0 | SUBTOTAL FOR CCTV WORKS | 0 | SUBTOTAL FOR CCTV WORKS | 0 | SUBTOTAL FOR CCTV WORKS | 0 | SUBTOTAL FOR CCTV WORKS | 0 | SUBTOTAL FOR CCTV WORKS | 0 | SUBTOTAL FOR CCTV WORKS | 0 | SUBTOTAL FOR CCTV WORKS | 0 | SUBTOTAL FOR CCTV WORKS | 0 | SUBTOTAL FOR CCTV WORKS | 0 | SUBTOTAL FOR CCTV WORKS | 0 | SUBTOTAL FOR CCTV WORKS | 0 | SUBTOTAL FOR CCTV WORKS | 0 | SUBTOTAL FOR CCTV WORKS | 0 | SUBTOTAL FOR CCTV WORKS | 0 | SUBTOTAL FOR CCTV WORKS | 0 | SUBTOTAL FOR CCTV WORKS | 0 | SUBTOTAL FOR CCTV WORKS | 0 | SUBTOTAL FOR CCTV WORKS | 0 | SUBTOTAL FOR CCTV WORKS | 0 | SUBTOTAL FOR CCTV WORKS | 0 | SUBTOTAL FOR CCTV WORKS | 0 | SUBTOTAL FOR CCTV WORKS | 0 | SUBTOTAL FOR CCTV WORKS | 0 | SUBTOTAL FOR CCTV WORKS | 0 | SUBTOTAL FOR CCTV WORKS | 0 | SUBTOTAL FOR CCTV WORKS | 0 | SUBTOTAL FOR CCTV WORKS | 0 | SUBTOTAL FOR CCTV WORKS | 0 | SUBTOTAL FOR CCTV WORKS | 0 | SUBTOTAL FOR CCTV WORKS | 0 | SUBTOTAL FOR CCTV WORKS | 0 | SUBTOTAL FOR CCTV WORKS | 0 | SUBTOTAL FOR CCTV WORKS | 0 | SUBTOTAL FOR CCTV WORKS | 0 | SUBTOTAL FOR CCTV WORKS | 0 | SUBTOTAL FOR CCTV WORKS | 0 | SUBTOTAL FOR CCTV WORKS | 0 | SUBTOTAL FOR CCTV WORKS | 0 | SUBTOTAL FOR CCTV WORKS | 0 | SUBTOTAL FOR CCTV WORKS | 0 | SUBTOTAL FOR CCTV WORKS | 0
2 | 2.1 | CCTV Set
Providing, supplying, installing, testing and commissioning a complete IP-based CCTV Surveillance System comprising Hikvision (or approved equivalent) 4 MP IP cameras, Network Video Recorder (NVR), surveillance hard disks, PoE switches, CAT6 cabling, wall-mounted equipment rack, surveillance monitor, power accessories, conduits, junction boxes, mounting brackets, connectors, testing, commissioning and all associated accessories required for a complete operational surveillance system. The system shall provide continuous monitoring and recording of all critical areas including the AI Lab, UPS Room, Viewing Gallery, Seminar Hall, Main Lobby, Lounge, Entrance/Exit and Staircase Access. The contractor shall provide all hardware, software, licences (if applicable), accessories, configuration, commissioning, training, documentation and warranty complete in all respects.
Minimum Equipment deemed included 13 Nos. 4 MP IP Cameras 1 No. 16 Channel Network Video Recorder 1 No. 8 TB Surveillance HDD 1 No. 24 Port Managed Gigabit PoE Switch 1 No. 32" Professional LED Monitor 1 No. 9U Lockable Equipment Rack with PDU 1 No. 1 kVA Online UPS CAT6 Cabling Patch Cords RJ45 Connectors PVC/GI Conduits Junction Boxes Camera Mounting Accessories Labels Programming Testing Commissioning User Training As-built Documentation
Providing, supplying, installing, testing and commissioning complete IP CCTV Surveillance System comprising MATRIX (or approved equivalent) 4 MP IP Cameras, NVR, PoE Switch, Surveillance HDD, CAT6 Cabling, Equipment Rack, Monitor, Conduits, Junction Boxes, Mounting Accessories, Configuration, Testing & Commissioning complete as specified.
|  | Main Entrance - 4MP Bullet | Nos | 1 |  | 0
|  | Main Lobby - 4MP Dome | Nos | 2 |  | 0
|  | AI Lab - 4MP Dome | Nos | 4 |  | 0
|  | Viewing Gallery - 4MP Dome | Nos | 2 |  | 0
|  | Seminar Hall - 4MP Dome | Nos | 2 |  | 0
|  | Lounge - 4MP Dome | Nos | 2 |  | 0
|  | NVR 16 Channel H.265+ 4 SATA Dual LAN preferred | Nos | 1 |  | 0
|  | STORAGE - 8TB Surveillance HDD | Nos | 1 |  | 0
|  | Switch - One 24 Port Managed PoE Switch | Nos | 1 |  | 0
|  | Rack 9U Wall Mount Rack | Nos | 1 |  | 0
|  | Monitor - 32" Professional LED Surveillance Monitor complete with HDMI cable. | Nos | 1 |  | 0
|  | Cabling & Accessories | Nos | 1 |  | 0
|  | Installation and Testing | Nos | 1 |  | 0
|  | Contingency / Future Addition | Nos | 1 |  | 0
|  | SUBTOTAL FOR CCTV WORKS |  |  |  | 0
3 |  | HVAC WORKS
| 3.1 | Mitsubishi Electric: Cassette Air Conditioning System
The work under this section shall comprise the Supply, Installation, Testing and Commissioning (SITC) of Mitsubishi Electric Inverter Split Type Cassette Air Conditioning Systems, complete in all respects, for providing air conditioning to the areas indicated in the drawings and schedules.
The scope shall include supply and installation of indoor cassette units, outdoor condensing units, decorative panels, wired/wireless controllers, refrigerant copper piping with nitrile rubber insulation, condensate drain piping, interconnecting power and control cabling, weatherproof isolators, outdoor mounting structures, vibration isolation pads, earthing, supports, sleeves, core cutting, fire stopping, pressure testing, vacuuming, refrigerant charging (where required), testing, commissioning and handing over of the complete installation. The contractor shall furnish all labour, materials, tools, equipment, consumables and accessories whether specifically mentioned herein or otherwise required for the satisfactory completion of the installation in accordance with the manufacturer's recommendations, relevant Indian Standards, CPWD General Specifications for HVAC Works, NBC, and the latest applicable codes of practice.
The quoted rates shall be deemed to include all accessories and incidental works necessary for proper functioning of the air-conditioning system including transportation, unloading, lifting, storage, installation, alignment, testing, balancing where applicable, commissioning, submission of as-built drawings, O&M manuals, training of owner's personnel and warranty obligations. Unless otherwise specified, all air-conditioning equipment shall be Mitsubishi Electric (or approved equivalent, if the tender permits), inverter-duty, factory assembled, factory tested and suitable for operation under Indian tropical climatic conditions.
Units shall be Inverter Duty, 5-Star (or latest available BEE rating where applicable). Refrigerant shall be R-32 or the manufacturer's recommended low-GWP refrigerant, unless otherwise specified. Copper tubing shall be Type L hard-drawn complete with Class-O nitrile rubber insulation. All brazing shall be carried out under nitrogen purge. The contractor shall perform nitrogen pressure testing, triple evacuation and commissioning in accordance with the manufacturer's recommendations. Outdoor supports shall be hot-dip galvanized or epoxy-coated MS, suitable for the installation environment. The quoted rates shall include all consumables, lifting, transportation, testing, commissioning, statutory clearances (if any), and warranty obligations. Three-year comprehensive warranty and five-year compressor warranty, or as required by the project specifications.
Supply, Installation, Testing & Commissioning (SITC) of Ceiling Cassette Split Air Conditioner complete with indoor unit, outdoor condensing unit, decorative panel, wired controller, factory charged refrigerant, all standard accessories and warranty.
| 3.1.1 | 4TR (Main Lobby) | Nos | 2 |  | 0
| 3.1.2 | 2TR (Seminar Room 2nos, Lounge 2nos, Gallery 2nos, LAB 2nos | Nos | 8 |  | 0
| 3.1.3 | 1TR (Hi-Wall Type) (UPS 2 nos) | Nos | 2 |  | 0
| 3.1.4 | Copper Refrigerant Piping comprising liquid and suction lines complete with Class-O nitrile rubber insulation, fittings, brazing under nitrogen, supports, clamps and accessories. | RM | 220 |  | 0
| 3.1.5 | uPVC Condensate Drain Piping complete with fittings, supports, insulation where required and connection to nearest drain. | RM | 120 |  | 0
| 3.1.6 | Outdoor Unit Mounting Structure fabricated from heavy-duty MS sections, hot-dip galvanized / epoxy painted including anchor fasteners and installation. | Set | 10 |  | 0
| 3.1.7 | Power Cable with HD PVC Conduit / Trunking from nearest electrical source to outdoor unit including terminations. | RM | 250 |  | 0
| 3.1.8 | Interconnecting Control & Power Cable between Indoor and Outdoor Units complete with conduit/trunking and terminations. | RM | 250 |  | 0
| 3.1.9 | Additional Refrigerant Charging (where piping length exceeds factory charge), Nitrogen Pressure Testing, Triple Vacuuming and System Commissioning. | LS | 1 |  | 0
| 3.1.10 | Weatherproof Rotary Isolator Switch near each outdoor unit complete with enclosure and mounting. | Nos | 10 |  | 0
| 3.1.11 | Rubber Anti-Vibration Pads for Outdoor Units. | Set | 10 |  | 0
| 3.1.12 | Core Cutting through RCC/Brick Walls/Slabs including making good after installation. | Nos | 20 |  | 0
| 3.1.13 | UL-approved Fire Stopping around pipe and cable penetrations through fire-rated walls/floors complete. | LS | 1 |  | 0
| 3.1.14 | Earthing for Outdoor Units complete with GI earth wire, earth electrode connection and accessories. | Nos | 10 |  | 0
| 3.1.15 | Testing, Commissioning, Performance Demonstration, Submission of O&M Manuals, As-built Drawings and Training of Client Personnel. | LS | 1 |  | 0
| 3 | SUBTOTAL FOR HVAC WORKS |  |  |  | 0
4 | 4.1 | FIRE SAFETY WORKS
Providing, supplying, installing, testing and commissioning a complete Fire Detection, Alarm and Portable Fire Fighting System comprising Notifier by Honeywell / Agni / Ravel (Fire Alarm) and Ceasefire / Safex / Kanex (Portable Fire Extinguishers) including conventional fire alarm control panel, smoke detectors, heat detectors, manual call points, hooters with flasher, response indicators, monitor modules (where required), detector bases, junction boxes, FRLS fire alarm cables, GI/PVC conduits, cable trays, mounting accessories, identification labels, batteries, power supply units, testing, commissioning, training, documentation and all associated accessories. The system shall provide early fire detection and alarm coverage for the AI Lab, Viewing Gallery, Seminar Hall, Main Lobby, Lounge and UPS Room. The contractor shall also provide portable fire extinguishers suitable for Class A, B, C and electrical fires, complete with wall brackets, safety signage and installation. The installation shall comply with the latest editions of NBC 2016, IS 2189, relevant BIS Standards, local Fire Department regulations and the manufacturer's recommendations.
The following minimum equipment shall be deemed included in the quoted rates: Conventional Fire Alarm Control Panel (Minimum 8 Zone) Optical Smoke Detectors Rate-of-Rise Heat Detectors Manual Call Points (Break Glass) Electronic Hooter cum Flasher Detector Bases Remote LED Indicators Sealed Maintenance-Free Batteries Fire Alarm Cables (2C × 1.5 sq.mm FRLS) GI/PVC Conduits, Junction Boxes and Supports ABC Dry Powder Fire Extinguishers (6 kg) CO₂ Fire Extinguishers (4.5 kg) Clean Agent Fire Extinguisher for AI Equipment Fire Safety Signages Testing & Commissioning O&M Manuals and Training
Specific for AI LAB : Supply, installation, testing and commissioning of Clean Agent Fire Extinguisher, 4–6 kg capacity, suitable for electrical/electronic equipment and server/lab areas, filled with FK-5-1-12 / FE-36 clean agent, complete with wall mounting bracket, discharge hose/nozzle, pressure gauge, safety pin, identification label, operating instructions and commissioning certificate. Location: AI Lab. Preferred make: Ceasefire / Kanex / Safex / NewAge.
The contractor shall verify detector coverage and submit detector layout, cable routing drawings and equipment schedule for approval before execution.
|  | Providing, Supplying, Installing, Testing & Commissioning of complete Fire Detection, Alarm & Portable Fire Fighting System complete as specified above. | LS | 1 |  | 0
| 4 | SUBTOTAL FOR FIRE SAFETY WORKS |  |  |  | 0
5 | 5.1 | PUBLIC ADDRESS, BACKGROUND MUSIC & PRESENTATION AUDIO SYSTEM
| 5.1 | Providing, supplying, installing, testing and commissioning a complete integrated Public Address (PA), Presentation Audio and Background Music (BGM) System comprising Bosch Professional Commercial Audio equipment including mixer amplifier, digital signal processor (DSP), ceiling speakers, wall-mounted speakers, wireless handheld microphone system, wireless lapel microphone, podium gooseneck microphone, audio interface panels, equipment rack, power distribution unit (PDU), speaker cabling, CAT6 cabling, HDMI/audio interconnections, conduits, raceways, mounting brackets, connectors, termination accessories, programming, acoustic tuning, testing, commissioning and integration with projector/display systems. The system shall provide high-quality speech reinforcement, presentation audio, background music and paging facilities for the AI Lab, Viewing Gallery, Seminar Hall, Main Lobby and Lounge. The installation shall include all necessary hardware, software, accessories, supports, wiring, labels, documentation, training, warranties and complete installation as required for a fully operational system in accordance with the approved drawings, manufacturer's recommendations and the Architect/Consultant's instructions.
The following minimum equipment shall be deemed included in the quoted rates: Bosch Commercial Mixer Amplifier (240W minimum) Bosch Digital Signal Processor (DSP) Bosch Ceiling Speakers – 24 Nos. Bosch Wall Mount Speakers – 2 Nos. Bosch Dual Wireless Handheld Microphone System – 1 Set Bosch Wireless Lapel Microphone – 1 Set Bosch Gooseneck Podium Microphone – 1 No. 19" Equipment Rack complete with PDU and accessories – 1 Set Audio Interface Plate (HDMI + Audio Input) – 1 No. Speaker Cable (FRLS Copper 2C × 1.5 sq.mm) CAT6 Cable for AV Integration HDMI and Audio Interconnections PVC/GI Conduits, Trunking and Junction Boxes Speaker Mounting Accessories and Connectors Programming, Acoustic Tuning, Testing & Commissioning As-built Drawings, O&M Manuals and Training
The contractor shall verify speaker coverage and submit speaker layout, equipment rack layout and cable routing drawings for approval prior to execution.
|  | Providing, Supplying, Installing, Testing & Commissioning of complete Bosch Professional Public Address (PA), Background Music (BGM) and Presentation Audio System complete as specified above. | LS | 1 |  | 0
| 5 | SUBTOTAL FOR PA SYSTEM |  |  |  | 0
| 6 | MISCELLANEOUS & CONTINGENCY 10%
|  | GRAND TOTAL EXCL GST |  |  |  | 0
|  | GST @ 18% |  |  |  | 0
|  | GRAND TOTAL INCL GST |  |  |  | 0

## Qty
B.I.T. MESRA, RANCHI _INTERIOR FINISHES QUANTITIES
GROUND FLOOR
Item No. | Description of work | Unit | No's | x | No's | Length | Breadth | Height | Qty
1.1 | CIVIL WORKS
Demolition
| Wall to be removed | sqm | 1 | x | 2 | 8 | 1 | 4.2 | 67.2
| Wall to be removed | sqm | 1 | x | 2 | 3.2 | 1 | 4.2 | 26.88
| TOTAL | [7 empty] | 112.896
1.2 | CLEARING DEBRIS (both Civil & Interiors)
| All types of contruction / interior debris to be cleared | No's | 1 | x | 20 | 1 | 1 | 1 | 20
| TOTAL | [7 empty] | 24
1.3 | 200mm thk BLOCKWORK
| Wall to be constructed | sqm | 1 | x | 1 | 8 | 1 | 0.6 | 4.8
| Wall to be constructed | sqm | 2 | x | 2 | 3.5 | 1 | 4.2 | 58.8
| Wall to be constructed | sqm | 1 | x | 2 | 2.7 | 1 | 4.2 | 22.68
| Wall to be constructed | sqm | 1 | x | 2 | 5.9 | 1 | 4.2 | 49.56
| Wall to be constructed | sqm | 1 | x | 2 | 7.8 | 1 | 4.2 | 65.52
| Wall to be constructed | sqm | 4 | x | 2 | 1.5 | 1 | 4.2 | 50.4
| Window wall - Lab area | sqm | 1 | x | 1 | 14.8 | 1 | 4.2 | 62.16
| Wall to be constructed | sqm | 1 | x | 2 | 2.5 | 1 | 4.2 | 21
| TOTAL | [7 empty] | 401.904
1.4 | PLASTERING
| Wall to be constructed | sqm | 2 | x | 2 | 8 | 1 | 0.6 | 19.2
| Wall to be constructed | sqm | 3 | x | 2 | 3.5 | 1 | 4.2 | 88.2
| Wall to be constructed | sqm | 2 | x | 2 | 2.7 | 1 | 4.2 | 45.36
| Wall to be constructed | sqm | 2 | x | 2 | 5.9 | 1 | 4.2 | 99.12
| Wall to be constructed | sqm | 2 | x | 2 | 7.8 | 1 | 4.2 | 131.04
| Wall to be constructed | sqm | 4 | x | 2 | 1.5 | 1 | 4.2 | 50.4
| Window wall - Lab area | sqm | 2 | x | 1 | 14.8 | 1 | 4.2 | 124.32
| Wall to be constructed | sqm | 2 | x | 2 | 2.5 | 1 | 4.2 | 42
| TOTAL | [7 empty] | 779.532
1.5 | Doors & Window Dismanteling Works
| Overall Lab Area & other removable doors | No's | 12 | x | 1 | 1 | 1 | 1 | 12
12
2 | CEILING
2.1 | Gypsum Ceiling Works
Enterance Hall
| Gypsum Ceiling Works | sqm | 1 | x | 2 | 12.5 | 0.3 | 1 | 7.5
| Gypsum Ceiling Works | sqm | 1 | x | 2 | 6 | 0.3 | 1 | 3.6
Gallery
| Gypsum Ceiling Works | sqm | 1 | x | 2 | 5.9 | 0.3 | 1 | 3.54
| Gypsum Ceiling Works | sqm | 1 | x | 2 | 6.5 | 0.3 | 1 | 3.9
Lab
| Gypsum Ceiling Works | sqm | 1 | x | 2 | 12.5 | 0.3 | 1 | 7.5
| Gypsum Ceiling Works | sqm | 1 | x | 2 | 4.6 | 0.3 | 1 | 2.76
Seminar Hall 02
| Gypsum Ceiling Works | sqm | 1 | x | 1 | 5.9 | 6.5 | 1 | 38.35
Lounge
| Gypsum Ceiling Works | sqm | 1 | x | 1 | 6.5 | 5.8 | 1 | 37.7
| TOTAL | sqm | [6 empty] | 115.335
2.2 | Aluminium 100 x 100 Grid Ceiling Works
Main Lobby
| Gypsum Ceiling Works | sqm | 1 | x | 1 | 12.5 | 6.8 | 1 | 85
| TOTAL | sqm | [6 empty] | 93.5
2.3 | Metal Grid False Ceiling (600 × 600 mm)
Main Lab
| Metal Grid False Ceiling | sqm | 1 | x | 1 | 12.5 | 4.5 | 1 | 56.25
Viewing Gallery
| Metal Grid False Ceiling | sqm | 1 | x | 1 | 12.5 | 3.5 | 1 | 43.75
| TOTAL | sqm | [6 empty] | 120
2.4 | Ceiling Ply Vertical Partision / Supporting Works
Enterance Hall
| Gypsum Ceiling Works | sqm | 1 | x | 1 | 12.5 | 1.2 | 1 | 15
| Gypsum Ceiling Works | sqm | 1 | x | 1 | 6 | 1.2 | 1 | 7.2
Seminar Hall
| Gypsum Ceiling Works | sqm | 1 | x | 2 | 1.8 | 1.2 | 1 | 4.32
| Gypsum Ceiling Works | sqm | 1 | x | 2 | 3 | 1.2 | 1 | 7.2
Lab
| Gypsum Ceiling Works | sqm | 1 | x | 2 | 8.5 | 1.2 | 1 | 20.4
| Gypsum Ceiling Works | sqm | 1 | x | 2 | 2.5 | 1.2 | 1 | 6
Lounge
| Gypsum Ceiling Works | sqm | 1 | x | 1 | 2.4 | 1.2 | 1 | 2.88
| Gypsum Ceiling Works | sqm | 1 | x | 1 | 2.4 | 1.2 | 1 | 2.88
| TOTAL | sqm | [6 empty] | 72.468
2.5 | Ceiling Painting - PREMIUM EMULSION
Enterance Hall
| Ceiling Painting | sqm | 1 | x | 2 | 12.5 | 0.3 | 1 | 7.5
| Ceiling Painting | sqm | 1 | x | 2 | 6 | 0.3 | 1 | 3.6
Seminar Hall 01
| Ceiling Painting | sqm | 1 | x | 1 | 6.5 | 5.8 | 1 | 37.7
Lab
| Ceiling Painting | sqm | 1 | x | 2 | 12.5 | 0.6 | 1 | 15
Lounge
| Gypsum Ceiling Works | sqm | 1 | x | 1 | 6.5 | 5.8 | 1 | 37.7
UPS Room
| Ceiling Painting | sqm | 1 | x | 1 | 8 | 5 | 1 | 40
Staircase Area
| Wall Painting Works | sqm | 1 | x | 2 | 8 | 5.7 | 1 | 91.2
| TOTAL | sqm | [6 empty] | 279.24
3 | WALLS
3.1 | Wall Punning Works
Main Lobby
| Gypsum Punning Works | sqm | 1 | x | 2 | 11.8 | 4.2 | 1 | 99.12
| Gypsum Punning Works | sqm | 1 | x | 2 | 6.5 | 4.2 | 1 | 54.6
Seminar Hall 01
| Gypsum Punning Works | sqm | 1 | x | 1 | 6.5 | 4.2 | 1 | 27.3
| Gypsum Punning Works | sqm | 1 | x | 1 | 5.8 | 4.2 | 1 | 24.36
Lab
| Gypsum Punning Works | sqm | 1 | x | 2 | 12.5 | 4.2 | 1 | 105
| Gypsum Punning Works | sqm | 1 | x | 2 | 4.6 | 4.2 | 1 | 38.64
Lounge
| Gypsum Punning Works | sqm | 1 | x | 2 | 6.5 | 4.2 | 1 | 54.6
| Gypsum Punning Works | sqm | 1 | x | 1 | 5.8 | 4.2 | 1 | 24.36
| TOTAL | sqm | [6 empty] | 513.576
3.2 | Wall Painting Works
Enterance Hall
| Wall Painting Works | sqm | 1 | x | 1 | 11.8 | 4.2 | 1 | 49.56
| Wall Painting Works | sqm | 1 | x | 2 | 6.5 | 4.2 | 1 | 54.6
Seminar Hall 01
| Wall Painting Works | sqm | 1 | x | 1 | 6.5 | 4.2 | 1 | 27.3
| Wall Painting Works | sqm | 1 | x | 1 | 5.8 | 4.2 | 1 | 24.36
Lounge
| Wall Painting Works | sqm | 2 | x | 2 | 6.5 | 4.2 | 1 | 109.2
| Wall Painting Works | sqm | 2 | x | 2 | 5.8 | 4.2 | 1 | 97.44
Staircase Area
| Wall Painting Works | sqm | 2 | x | 2 | 8 | 4.2 | 1 | 134.4
| Wall Painting Works | sqm | 2 | x | 2 | 5.7 | 4.2 | 1 | 95.76
| TOTAL | sqm | [6 empty] | 681.513
3.3 | 12 mm thk Glass partision with Aluminium framework
Lab
| Glass wall | sqm | 1 | x | 1 | 12.5 | 1 | 3.6 | 45
| Glass wall | sqm | 1 | x | 1 | 4.4 | 1 | 3.6 | 15.84
| TOTAL | sqm | [6 empty] | 60.84
3.4 | Ply Paneling with MS frame work & finished with MDF Board
Lab
| Paneling wall - Ceiling to glass top support | sqm | 1 | x | 1 | 12.5 | 1 | 0.75 | 9.375
| Paneling wall - Ceiling to glass top support | sqm | 1 | x | 1 | 4.4 | 1 | 0.75 | 3.3
| Paneling wall - packing the walls, windows & door | sqm | 1 | x | 1 | 12.5 | 1 | 4 | 50
| TOTAL | sqm | [6 empty] | 75.21
3.5 | Veneer + Ply Paneling
Lab
| Veneer wall paneling - Main Lounge | sqm | 1 | x | 1 | 12.5 | 1 | 4 | 50
| Veneer wall paneling - Seminar hall | sqm | 1 | x | 2 | 5.9 | 1 | 4 | 47.2
| Veneer wall paneling - Viewing Gallery | sqm | 1 | x | 2 | 12.5 | 1 | 1 | 25
| Veneer wall paneling - Waiting Lounge | sqm | 1 | x | 1 | 5.9 | 1 | 4 | 23.6
| TOTAL | sqm | [6 empty] | 174.96
3.6 | Acoustic + Ply Paneling
Lab
| Acoustic wall paneling - Seminar Hall | sqm | 1 | x | 2 | 6.6 | 1 | 4 | 52.8
| Acoustic wall paneling - Seminar Hall | sqm | 1 | x | 1 | 5.8 | 1 | 4 | 23.2
| Acoustic wall paneling - Lab | sqm | 1 | x | 1 | 4.5 | 1 | 1.5 | 6.75
| TOTAL | sqm | [6 empty] | 99.3
3.7 | Laminate + Ply Paneling
Lab
| Laminate wall paneling - Viewing Gallery | sqm | 1 | x | 1 | 6.6 | 1 | 4 | 26.4
| Lab workstation wall paneling - Seminar Hall | sqm | 1 | x | 1 | 4.5 | 1 | 0.75 | 3.375
| TOTAL | sqm | [6 empty] | 35.73
3.7 | Solidwood Mould - Different sizes
Lab
| Laminate wall paneling - Main Lobby | rmt | 1 | x | 1 | 600 | 1 | 1 | 600
| Lab wall paneling - Lounge Hall | rmt | 1 | x | 1 | 392 | 1 | 1 | 392
| Lab wall paneling - Seminar Hall | rmt | 1 | x | 1 | 125 | 1 | 1 | 125
| TOTAL | sqm | [6 empty] | 1228.7
4 | DOOR
4.1 | Veneer Finished Doors
Lab
| Seminar Hall | sqm | 1 | x | 2 | 1.1 | 1 | 2.4 | 5.28
| Viewing Gallery | sqm | 1 | x | 2 | 1.1 | 1 | 2.4 | 5.28
| Lounge | sqm | 1 | x | 2 | 1.1 | 1 | 2.4 | 5.28
| TOTAL | sqm | [6 empty] | 19.008
4.2 | Glass Doors
Lab
| Lab | sqm | 1 | x | 1 | 1.2 | 1 | 2.4 | 2.88
| TOTAL | sqm | [6 empty] | 3.456
4.3 | Fire Doors
Lab to UPS Room
| UPS Room | sqm | 1 | x | 2 | 1.2 | 1 | 2.4 | 5.76
Staircase Area
| Staircase Area | sqm | 1 | x | 1 | 1.5 | 1 | 2.4 | 3.6
| TOTAL | sqm | [6 empty] | 11.232
5 | FLOORING
5.1 | Wooden Flooring
Lounge
| Flooring | sqm | 1 | x | 1 | 5.8 | 1 | 6.5 | 37.7
Seminar Hall 02
| Flooring | sqm | 1 | x | 1 | 5.8 | 1 | 6.5 | 37.7
| TOTAL | sqm | [6 empty] | 90.48
5.2 | Anti-Static Flooring - 600×600 mm
Lab
| Flooring | sqm | 1 | x | 1 | 12.5 | 1 | 4.4 | 55
| TOTAL | sqm | [6 empty] | 66
5.3 | Flooring Polishing works
Entrance Grand Lobby
| Flooring | sqm | 1 | x | 2 | 11.7 | 1 | 6.5 | 152.1
| Skirtng Polishing | Rmt | 1 | x | 2 | 6.5 | 1 | 1 | 13
| TOTAL | sqm | [6 empty] | 152.1
5.4 | Nexion Tile Flooring
Viewing Gallery
| Flooring | sqm | 1 | x | 1 | 12.5 | 1 | 3.5 | 43.75
| Flooring | sqm | 1 | x | 1 | 12.5 | 1 | 4.4 | 55
| Skirting | Rmt | 1 | x | 2 | 12.5 | 1 | 0.1 | 2.5
| Skirting | Rmt | 1 | x | 2 | 4.4 | 1 | 0.1 | 0.88
| Skirting | Rmt | 1 | x | 2 | 12.5 | 1 | 0.1 | 2.5
| Skirting | Rmt | 1 | x | 2 | 3.5 | 1 | 0.1 | 0.7
| TOTAL | sqm | [6 empty] | 105.33
5 | Add Works
5.6 | Travel & Stay | LS | 1 | x | 1
5.7 | House keeping | LS | 1 | x | 1
5.8 | Engineer / Supervisor | LS | 1 | x | 7
5.9 | MISCELLANEOUS | LS | 1 | x | 1